## Originals
**Originals is all users and all software that is installed.
User | Name | Version | Bitness | Year | Runtime/Development | Mfg | Full | Installed with
Corey | IVI Compliance Package | 15.0 | 32 | 2015 | Development | NI | IVI Compliance Package 15.0 | NI Developer Suite 2015 DS2 Install
Corey | LabVIEW | 15.0.1 | 32 | 2015 SP1 f10 | Development | NI | LabVIEW 2015 SP1 f10 15.0.1 | NI Update Services
Corey | Advanced Signal Processing Toolkit | 15.0.0 | 32 | 2015 | Development | NI | Advanced Signal Processing Toolkit 15.0.0 | NI Developer Suite 2015 DS2 Install
Corey | Database Connectivity Toolkit | 15.0.0 | 32 | 2015 | Development | NI | Database Connectivity Toolkit 15.0.0 | NI Developer Suite 2015 DS2 Install
Corey | DataFinder Toolkit | 15.0.06020 | 32 | 2015 | Development | NI | DataFinder Toolkit 15.0.06020 | NI Developer Suite 2015 DS2 Install
Corey | Digital Filter Design Toolkit | 15.0.0 | 32 | 2015 | Development | NI | Digital Filter Design Toolkit 15.0.0 | NI Developer Suite 2015 DS2 Install
Corey | MathScript RT Module | 15.0.0 | 32 | 2015 | Development | NI | MathScript RT Module 15.0.0 | NI Developer Suite 2015 DS2 Install
Corey | Real-Time | 15.0.1 | 32 | 2015 | Development | NI | Real-Time 15.0.1 | NI Update Services
Corey | Real-Time Trace Viewer - LabVIEW 2015 Support | 15.0.1 | 32 | 2015 | Development | NI | Real-Time Trace Viewer - LabVIEW 2015 Support 15.0.1 | NI Update Services
Corey | Report Generation Toolkit For Microsoft Office | 15.0.0 | 32 | 2015 | Development | NI | Report Generation Toolkit For Microsoft Office 15.0.0 | NI Developer Suite 2015 DS2 Install
Corey | Statechart Module | 15.0 | 32 | 2015 | Development | NI | Statechart Module 15.0 | NI Developer Suite 2015 DS2 Install
Corey | Unit Test Framework Toolkit | 15.0.0 | 32 | 2015 | Development | NI | Unit Test Framework Toolkit 15.0.0 | NI Developer Suite 2015 DS2 Install
Corey | VI Analyzer Toolkit | 15.0.0 | 32 | 2015 | Development | NI | VI Analyzer Toolkit 15.0.0 | NI Developer Suite 2015 DS2 Install
Corey | LabVIEW | 12.0.1 | 32 | 2012 SP1 f9 | Runtime | NI | LabVIEW 2012 SP1 f9 12.0.1 | NI Developer Suite 2015 DS2 Install
Corey | LabVIEW | 12.0.1 | 64 | 2012 SP1 f9 | Runtime | NI | LabVIEW 2012 SP1 f9 12.0.1 | NI Developer Suite 2015 DS2 Install
Corey | LabVIEW | 13.0.1 | 32 | 2013 SP1 f6 | Runtime | NI | LabVIEW 2013 SP1 f6 13.0.1 | NI Developer Suite 2015 DS2 Install
Corey | LabVIEW | 14.0.1 | 32 | 2014 SP1 f11 | Runtime | NI | LabVIEW 2014 SP1 f11 14.0.1 | NI Update Services
Corey | LabVIEW | 14.0.1 | 64 | 2014 SP1 f11 | Runtime | NI | LabVIEW 2014 SP1 f11 14.0.1 | NI Update Services
Corey | LabVIEW | 15.0.1 | 32 | 2015 SP1 | Runtime | NI | LabVIEW 2015 SP1 15.0.1 | LabVIEW 2015 SP1
Corey | LabVIEW | 19.0.1 | 32 | 2019 SP1 f3 | Runtime | NI | LabVIEW 2019 SP1 f3 19.0.1
Corey | Measurement & Automation Explorer | 15.3.0f0 | 32 | 2015 | Development | NI | Measurement & Automation Explorer 15.3.0f0 | LabVIEW 2015 SP1
Corey | Measurement Studio |  | 32 | 2010 | Development | NI | Measurement Studio | NI Developer Suite 2015 DS2 Install
Corey | Measurement Studio DotNET |  | 32 | 2010 | Development | NI | Measurement Studio DotNET | NI Developer Suite 2015 DS2 Install
Corey | Measurement Studio Common | 15.0.40.49154 | 32 | 2010 | Development | NI | Measurement Studio Common 15.0.40.49154 | NI Developer Suite 2015 DS2 Install
Corey | Measurement Studio Common | 15.0.40.49154 | 64 | 2010 | Development | NI | Measurement Studio Common 15.0.40.49154 | NI Developer Suite 2015 DS2 Install
Corey | NI 1588-2008 Network Management | 15.0.0f0 | 32 | 2015 | Development | NI | NI 1588-2008 Network Management 15.0.0f0 | NI Developer Suite 2015 DS2 Install
Corey | NI I/O Trace | 15.0.0f0 | 32 | 2015 | Development | NI | NI I/O Trace 15.0.0f0 | NI Developer Suite 2015 DS2 Install
Corey | NI PXI Platform Services Configuration | 15.0.0f1 | 32 | 2015 | Development | NI | NI PXI Platform Services Configuration 15.0.0f1 | NI Developer Suite 2015 DS2 Install
Corey | NI PXI Platform Services Configuration | 19.5.0f0 | 32 | 2019 | Development | NI | NI PXI Platform Services Configuration 19.5.0f0
Corey | NI R Series Multifunction RIO | 15.0.0 | 32 | 2015 | Development | NI | NI R Series Multifunction RIO 15.0.0 | NI Developer Suite 2015 DS2 Install
Corey | NI Script Editor | 14.0 | 32 | 2014 | Development | NI | NI Script Editor 14.0 | NI Developer Suite 2015 DS2 Install
Corey | NI SignalExpress | 2015 | 32 | 2015 | Development | NI | NI SignalExpress 2015 | NI Developer Suite 2015 DS2 Install
Corey | NI System Configuration | 19.5.0f0 | 32 | 2019 | Development | NI | NI System Configuration 19.5.0f0
Corey | NI-488.2 | 15.0.0 | 32 | 2015 | Development | NI | NI-488.2 15.0.0 | NI Developer Suite 2015 DS2 Install
Corey | NI-488.2 | 19.5.0 | 32 | 2019 | Runtime | NI | NI-488.2 19.5.0
Corey | NI-DAQmx ADE Support | 15.0.0 | 32 | 2015 | Development | NI | NI-DAQmx ADE Support 15.0.0 | NI Developer Suite 2015 DS2 Install
Corey | NI-DAQmx Device Driver | 15.0.0f2 | 32 | 2015 | Development | NI | NI-DAQmx Device Driver 15.0.0f2 | NI Developer Suite 2015 DS2 Install
Corey | NI-DAQmx MAX Configuration | 15.0.0 | 32 | 2015 | Development | NI | NI-DAQmx MAX Configuration 15.0.0 | NI Developer Suite 2015 DS2 Install
Corey | NI-DCPower | 15.0 | 32 | 2015 | Development | NI | NI-DCPower 15.0 | NI Developer Suite 2015 DS2 Install
Corey | NI-DCPower Configuration Support | 15.0 | 32 | 2015 | Development | NI | NI-DCPower Configuration Support 15.0 | NI Developer Suite 2015 DS2 Install
Corey | NI-DCPower Development Support | 15.0 | 32 | 2015 | Development | NI | NI-DCPower Development Support 15.0 | NI Developer Suite 2015 DS2 Install
Corey | NI-DCPower | 15.0 | 32 | 2015 | Runtime | NI | NI-DCPower 15.0 | NI Developer Suite 2015 DS2 Install
Corey | NI-DCPower Soft Front Panel | 15.0 | 32 | 2015 | Development | NI | NI-DCPower Soft Front Panel 15.0 | NI Developer Suite 2015 DS2 Install
Corey | NI-DMM | 15.0 | 32 | 2015 | Development | NI | NI-DMM 15.0 | NI Developer Suite 2015 DS2 Install
Corey | NI-DMM Configuration Support | 15.0 | 32 | 2015 | Development | NI | NI-DMM Configuration Support 15.0 | NI Developer Suite 2015 DS2 Install
Corey | NI-DMM Development Support | 15.0 | 32 | 2015 | Development | NI | NI-DMM Development Support 15.0 | NI Developer Suite 2015 DS2 Install
Corey | NI-DMM | 15.0 | 32 | 2015 | Runtime | NI | NI-DMM 15.0 | NI Developer Suite 2015 DS2 Install
Corey | NI-DMM Soft Front Panel | 15.0 | 32 | 2015 | Development | NI | NI-DMM Soft Front Panel 15.0 | NI Developer Suite 2015 DS2 Install
Corey | NI-FGEN | 15.0 | 32 | 2015 | Development | NI | NI-FGEN 15.0 | NI Developer Suite 2015 DS2 Install
Corey | NI-FGEN Configuration Support | 15.0 | 32 | 2015 | Development | NI | NI-FGEN Configuration Support 15.0 | NI Developer Suite 2015 DS2 Install
Corey | NI-FGEN Development Support | 15.0 | 32 | 2015 | Development | NI | NI-FGEN Development Support 15.0 | NI Developer Suite 2015 DS2 Install
Corey | NI-FGEN | 15.0 | 32 | 2015 | Runtime | NI | NI-FGEN 15.0 | NI Developer Suite 2015 DS2 Install
Corey | NI-FGEN Soft Front Panel | 15.0 | 32 | 2015 | Development | NI | NI-FGEN Soft Front Panel 15.0 | NI Developer Suite 2015 DS2 Install
Corey | NI-SCOPE | 15.0 | 32 | 2015 | Development | NI | NI-SCOPE 15.0 | NI Developer Suite 2015 DS2 Install
Corey | NI-SCOPE Configuration Support | 15.0 | 32 | 2015 | Development | NI | NI-SCOPE Configuration Support 15.0 | NI Developer Suite 2015 DS2 Install
Corey | NI-SCOPE Development Support | 15.0 | 32 | 2015 | Development | NI | NI-SCOPE Development Support 15.0 | NI Developer Suite 2015 DS2 Install
Corey | NI-SCOPE | 15.0 | 32 | 2015 | Runtime | NI | NI-SCOPE 15.0 | NI Developer Suite 2015 DS2 Install
Corey | NI-SCOPE Soft Front Panel | 15.0 | 32 | 2015 | Development | NI | NI-SCOPE Soft Front Panel 15.0 | NI Developer Suite 2015 DS2 Install
Corey | NI-Serial Configuration | 15.0.0f0 | 32 | 2015 | Development | NI | NI-Serial Configuration 15.0.0f0 | NI Developer Suite 2015 DS2 Install
Corey | NI-Serial | 18.5.0f0 | 32 | 2018 | Runtime | NI | NI-Serial 18.5.0f0
Corey | NI-SWITCH | 15.0 | 32 | 2015 | Development | NI | NI-SWITCH 15.0 | NI Developer Suite 2015 DS2 Install
Corey | NI-SWITCH Configuration Support | 15.0 | 32 | 2015 | Development | NI | NI-SWITCH Configuration Support 15.0 | NI Developer Suite 2015 DS2 Install
Corey | NI-SWITCH Development Support | 15.0 | 32 | 2015 | Development | NI | NI-SWITCH Development Support 15.0 | NI Developer Suite 2015 DS2 Install
Corey | NI-SWITCH Support | 15.0 | 32 | 2015 | Runtime | NI | NI-SWITCH Support 15.0 | NI Developer Suite 2015 DS2 Install
Corey | NI-SWITCH Soft Front Panel | 15.0.0 | 32 | 2015 | Development | NI | NI-SWITCH Soft Front Panel 15.0.0 | NI Developer Suite 2015 DS2 Install
Corey | NI-Sync | 15.0.0f0 | 32 | 2015 | Development | NI | NI-Sync 15.0.0f0 | NI Developer Suite 2015 DS2 Install
Corey | NI-TClk | 15.0 | 32 | 2015 | Development | NI | NI-TClk 15.0 | NI Developer Suite 2015 DS2 Install
Corey | NI-TimeSync | 15.0.0f0 | 32 | 2015 | Development | NI | NI-TimeSync 15.0.0f0 | NI Developer Suite 2015 DS2 Install
Corey | NI-USI | 15.0.1.6118 | 32 | 2015 | Development | NI | NI-USI 15.0.1.6118 | LabVIEW 2015 SP1
Corey | NI-VISA | 19.5 | 32 | 2019 | Development | NI | NI-VISA 19.5
Corey | NI-VISA | 19.5 | 32 | 2019 | Runtime | NI | NI-VISA 19.5
Corey | NiVisaServer.exe | 15.0.0.49152 | 32 | 2019 | Development | NI | NiVisaServer.exe 15.0.0.49152
Corey | NIvisaic.exe | 15.0.0.49152 | 32 | 2019 | Development | NI | NIvisaic.exe 15.0.0.49152
Corey | CompactRIO | 15.0.0 | 32 | 2015 | Development | NI | CompactRIO 15.0.0 | NI Developer Suite 2015 DS2 Install
Corey | C Series Module Support | 15.0.0 | 32 | 2015 | Development | NI | C Series Module Support 15.0.0 | NI Developer Suite 2015 DS2 Install
Corey | CVI | 15.0.0.408 | 32 | 2015 | Runtime | NI | CVI 15.0.0.408 | LabVIEW 2015 SP1
Corey | FlexRIO | 15.0.0f0 | 32 | 2015 | Development | NI | FlexRIO 15.0.0f0 | NI Developer Suite 2015 DS2 Install
Corey | NI-RIO | 15.0.0 | 32 | 2015 | Development | NI | NI-RIO 15.0.0 | NI Developer Suite 2015 DS2 Install
Corey | NI-PAL Software | 19.0.0 | 32 | 2019 | Development | NI | NI-PAL Software 19.0.0
Garrett | CompactRIO | 15.0.0 | 32 | 2015 | Development | NI | CompactRIO 15.0.0
Garrett | C Series Module Support | 15.0.0 | 32 | 2015 | Development | NI | C Series Module Support 15.0.0 | NI Developer Suite 2015 DS2 Install
Garrett | FlexRIO | 15.0.0f0 | 32 | 2015 | Development | NI | FlexRIO 15.0.0f0 | NI Developer Suite 2015 DS2 Install
Garrett | IVI Compliance Package | 15.0 | 32 | 2015 | Development | NI | IVI Compliance Package 15.0
Garrett | LabVIEW | 15.0.1 | 32 | 2015 SP1 f10 | Development | NI | LabVIEW 2015 SP1 f10 15.0.1 | NI Update Services
Garrett | Advanced Signal Processing Toolkit | 15.0.0 | 32 | 2015 | Development | NI | Advanced Signal Processing Toolkit 15.0.0 | NI Developer Suite 2015 DS2 Install
Garrett | Database Connectivity Toolkit | 15.0.0 | 32 | 2015 | Development | NI | Database Connectivity Toolkit 15.0.0 | NI Developer Suite 2015 DS2 Install
Garrett | DataFinder Toolkit | 15.0.06020 | 32 | 2015 | Development | NI | DataFinder Toolkit 15.0.06020 | NI Developer Suite 2015 DS2 Install
Garrett | Digital Filter Design Toolkit | 15.0 | 32 | 2015 | Development | NI | Digital Filter Design Toolkit 15.0 | NI Developer Suite 2015 DS2 Install
Garrett | Real-Time | 15.0.1 | 32 | 2015 | Development | NI | Real-Time 15.0.1 | NI Update Services
Garrett | Real-Time Trace Viewer - LabVIEW 2015 Support | 15.0.1 | 32 | 2015 | Development | NI | Real-Time Trace Viewer - LabVIEW 2015 Support 15.0.1
Garrett | Report Generation Toolkit For Microsoft Office | 15.0.0 | 32 | 2015 | Development | NI | Report Generation Toolkit For Microsoft Office 15.0.0 | NI Developer Suite 2015 DS2 Install
Garrett | Statechart Module | 15.0 | 32 | 2015 | Development | NI | Statechart Module 15.0 | NI Developer Suite 2015 DS2 Install
Garrett | Unit Test Framework Toolkit | 15.0.0 | 32 | 2015 | Development | NI | Unit Test Framework Toolkit 15.0.0 | NI Developer Suite 2015 DS2 Install
Garrett | VI Analyzer Toolkit | 15.0.0 | 32 | 2015 | Development | NI | VI Analyzer Toolkit 15.0.0 | NI Developer Suite 2015 DS2 Install
Garrett | LabVIEW | 12.0.1 | 32 | 2012 SP1 f9 | Runtime | NI | LabVIEW 2012 SP1 f9 12.0.1 | NI Developer Suite 2015 DS2 Install
Garrett | LabVIEW | 12.0.1 | 64 | 2012 SP1 f9 | Runtime | NI | LabVIEW 2012 SP1 f9 12.0.1 | NI Developer Suite 2015 DS2 Install
Garrett | LabVIEW | 13.0.1 | 32 | 2013 SP1 f6 | Runtime | NI | LabVIEW 2013 SP1 f6 13.0.1
Garrett | LabVIEW | 14.0.1 | 64 | 2014 SP1 f1 | Runtime | NI | LabVIEW 2014 SP1 f1 14.0.1 | NI Developer Suite 2015 DS2 Install
Garrett | LabVIEW | 14.0.1 | 32 | 2014 SP1 f3 | Runtime | NI | LabVIEW 2014 SP1 f3 14.0.1 | LabVIEW 2015 SP1
Garrett | LabVIEW | 15.0.1 | 32 | 2015 SP1 | Runtime | NI | LabVIEW 2015 SP1 15.0.1 | LabVIEW 2015 SP1
Garrett | LabVIEW | 20.0.1 | 64 | 2020 SP1 f1 | Runtime | NI | LabVIEW 2020 SP1 f1 20.0.1
Garrett | LabWindows/CVI | 15.0.0 | 32 | 2015 | Development | NI | LabWindows/CVI 15.0.0
Garrett | Real-Time |  | 32 | 2015 | Development | NI | Real-Time
Garrett | CVI | 15.0.1.240 | 32 | 2015 SP1 | Runtime | NI | CVI 15.0.1.240
Garrett | LabWindows/CVI Shared Add-Ons |  | 32 | N/A | Development | NI | LabWindows/CVI Shared Add-Ons
Garrett | PID Toolkit | 2.1.0 | 32 | N/A | Development | NI | PID Toolkit 2.1.0 | NI Developer Suite 2015 DS2 Install
Garrett | Real-Time Trace Viewer - CVI Support | 15.0.0 | 32 | 2015 | Development | NI | Real-Time Trace Viewer - CVI Support 15.0.0 | NI Developer Suite 2015 DS2 Install
Garrett | Measurement & Automation Explorer | 15.3.0f0 | 32 | 2015 | Development | NI | Measurement & Automation Explorer 15.3.0f0 | LabVIEW 2015 SP1
Garrett | Measurement Studio |  | 32 | 2010 | Development | NI | Measurement Studio | NI Developer Suite 2015 DS2 Install
Garrett | Measurement Studio DotNET |  | 32 | 2010 | Development | NI | Measurement Studio DotNET | NI Developer Suite 2015 DS2 Install
Garrett | Measurement Studio Common | 15.0.40.49154 | 32 | 2010 | Development | NI | Measurement Studio Common 15.0.40.49154 | NI Developer Suite 2015 DS2 Install
Garrett | Measurement Studio Common | 15.0.40.49154 | 64 | 2010 | Development | NI | Measurement Studio Common 15.0.40.49154 | NI Developer Suite 2015 DS2 Install
Garrett | NI 1588-2008 Network Management | 15.0.0f0 | 32 | 2015 | Development | NI | NI 1588-2008 Network Management 15.0.0f0 | NI Developer Suite 2015 DS2 Install
Garrett | NI I/O Trace | 15.0.0f0 | 32 | 2015 | Development | NI | NI I/O Trace 15.0.0f0 | NI Developer Suite 2015 DS2 Install
Garrett | NI PXI Platform Services Configuration | 15.1.0f0 | 32 | 2015 | Development | NI | NI PXI Platform Services Configuration 15.1.0f0
Garrett | NI PXI Platform Services | 19.5.0f0 | 32 | 2019 | Runtime | NI | NI PXI Platform Services 19.5.0f0
Garrett | NI R Series Multifunction RIO | 15.0.0 | 32 | 2015 | Development | NI | NI R Series Multifunction RIO 15.0.0 | NI Developer Suite 2015 DS2 Install
Garrett | NI Script Editor | 14.0 | 32 | 2014 | Development | NI | NI Script Editor 14.0
Garrett | NI SignalExpress | 15.0 | 32 | 2015 | Development | NI | NI SignalExpress 15.0
Garrett | NI System Configuration | 19.5.0f0 | 32 | 2019 | Development | NI | NI System Configuration 19.5.0f0
Garrett | NI-488.2 | 15.0.0 | 32 | 2015 | Development | NI | NI-488.2 15.0.0 | NI Developer Suite 2015 DS2 Install
Garrett | NI-488.2 | 19.5.0 | 32 | 2019 | Runtime | NI | NI-488.2 19.5.0
Garrett | NI-DAQmx ADE Support | 15.0.0 | 32 | 2015 | Development | NI | NI-DAQmx ADE Support 15.0.0 | NI Developer Suite 2015 DS2 Install
Garrett | NI-DAQmx Device Driver | 15.0.0f2 | 32 | 2015 | Development | NI | NI-DAQmx Device Driver 15.0.0f2 | NI Developer Suite 2015 DS2 Install
Garrett | NI-DAQmx MAX Configuration | 15.0.0 | 32 | 2015 | Development | NI | NI-DAQmx MAX Configuration 15.0.0 | NI Developer Suite 2015 DS2 Install
Garrett | NI-DCPower |  | 32 | 2015 | Development | NI | NI-DCPower | NI Developer Suite 2015 DS2 Install
Garrett | NI-DCPower Configuration Support | 15.0 | 32 | 2015 | Development | NI | NI-DCPower Configuration Support 15.0 | NI Developer Suite 2015 DS2 Install
Garrett | NI-DCPower Development Support | 15.0 | 32 | 2015 | Development | NI | NI-DCPower Development Support 15.0 | NI Developer Suite 2015 DS2 Install
Garrett | NI-DCPower | 15.0 | 32 | 2015 | Runtime | NI | NI-DCPower 15.0 | NI Developer Suite 2015 DS2 Install
Garrett | NI-DCPower Soft Front Panel | 15.0 | 32 | 2015 | Development | NI | NI-DCPower Soft Front Panel 15.0 | NI Developer Suite 2015 DS2 Install
Garrett | NI-DMM |  | 32 | 2015 | Development | NI | NI-DMM | NI Developer Suite 2015 DS2 Install
Garrett | NI-DMM Configuration Support | 15.0 | 32 | 2015 | Development | NI | NI-DMM Configuration Support 15.0 | NI Developer Suite 2015 DS2 Install
Garrett | NI-DMM Development Support | 15.0 | 32 | 2015 | Development | NI | NI-DMM Development Support 15.0 | NI Developer Suite 2015 DS2 Install
Garrett | NI-DMM | 15.0 | 32 | 2015 | Runtime | NI | NI-DMM 15.0 | NI Developer Suite 2015 DS2 Install
Garrett | NI-DMM Soft Front Panel | 15.0 | 32 | 2015 | Development | NI | NI-DMM Soft Front Panel 15.0 | NI Developer Suite 2015 DS2 Install
Garrett | NI-FGEN | 15.0 | 32 | 2015 |  | NI | NI-FGEN 15.0 | NI Developer Suite 2015 DS2 Install
Garrett | NI-FGEN Configuration Support | 15.0 | 32 | 2015 | Development | NI | NI-FGEN Configuration Support 15.0 | NI Developer Suite 2015 DS2 Install
Garrett | NI-FGEN Development Support | 15.0 | 32 | 2015 | Development | NI | NI-FGEN Development Support 15.0 | NI Developer Suite 2015 DS2 Install
Garrett | NI-FGEN | 15.0 | 32 | 2015 | Runtime | NI | NI-FGEN 15.0 | NI Developer Suite 2015 DS2 Install
Garrett | NI-FGEN Soft Front Panel | 15.0 | 32 | 2015 | Development | NI | NI-FGEN Soft Front Panel 15.0 | NI Developer Suite 2015 DS2 Install
Garrett | NI-HSDIO |  | 32 | 2015 |  | NI | NI-HSDIO | NI Developer Suite 2015 DS2 Install
Garrett | NI-HSDIO Configuration Support | 15.0 | 32 | 2015 | Development | NI | NI-HSDIO Configuration Support 15.0 | NI Developer Suite 2015 DS2 Install
Garrett | NI-HSDIO Development Support | 15.0 | 32 | 2015 | Development | NI | NI-HSDIO Development Support 15.0 | NI Developer Suite 2015 DS2 Install
Garrett | NI-HSDIO | 15.0 | 32 | 2015 | Runtime | NI | NI-HSDIO 15.0 | NI Developer Suite 2015 DS2 Install
Garrett | NI-HWS | 15.0.0 | 32 | 2015 | Development | NI | NI-HWS 15.0.0 | NI Developer Suite 2015 DS2 Install
Garrett | NI-Industrial Communications for EtherCAT | 15.0.0f3 | 32 | 2015 | Development | NI | NI-Industrial Communications for EtherCAT 15.0.0f3 | NI-Industrial Communications for EtherCAT on "Y' Drive
Garrett | NI-PAL | 19.0.0 | 32 | 2019 | Development | NI | NI-PAL 19.0.0
Garrett | NI-RIO | 15.0.0 | 32 | 2015 | Development | NI | NI-RIO 15.0.0 | NI Developer Suite 2015 DS2 Install
Garrett | NI-SCOPE | 15.0 | 32 | 2015 | Development | NI | NI-SCOPE 15.0 | NI Developer Suite 2015 DS2 Install
Garrett | NI-SCOPE Configuration Support | 15.0 | 32 | 2015 | Development | NI | NI-SCOPE Configuration Support 15.0 | NI Developer Suite 2015 DS2 Install
Garrett | NI-SCOPE Development Support | 15.0 | 32 | 2015 | Development | NI | NI-SCOPE Development Support 15.0 | NI Developer Suite 2015 DS2 Install
Garrett | NI-SCOPE | 15.0 | 32 | 2015 | Runtime | NI | NI-SCOPE 15.0 | NI Developer Suite 2015 DS2 Install
Garrett | NI-SCOPE Soft Front Panel | 15.0 | 32 | 2015 | Development | NI | NI-SCOPE Soft Front Panel 15.0 | NI Developer Suite 2015 DS2 Install
Garrett | NI-Serial Configuration | 15.0.0f0 | 32 | 2015 | Development | NI | NI-Serial Configuration 15.0.0f0 | NI Developer Suite 2015 DS2 Install
Garrett | NI-Serial | 18.5.0f0 | 32 | 2018 | Runtime | NI | NI-Serial 18.5.0f0
Garrett | NI-SWITCH | 15.0 | 32 | 2015 | Development | NI | NI-SWITCH 15.0 | NI Developer Suite 2015 DS2 Install
Garrett | NI-SWITCH Configuration Support | 15.0 | 32 | 2015 | Development | NI | NI-SWITCH Configuration Support 15.0 | NI Developer Suite 2015 DS2 Install
Garrett | NI-SWITCH Development Support | 15.0 | 32 | 2015 | Development | NI | NI-SWITCH Development Support 15.0 | NI Developer Suite 2015 DS2 Install
Garrett | NI-SWITCH | 15.0 | 32 | 2015 | Runtime | NI | NI-SWITCH 15.0 | NI Developer Suite 2015 DS2 Install
Garrett | NI-SWITCH Soft Front Panel | 15.0.0 | 32 | 2015 | Development | NI | NI-SWITCH Soft Front Panel 15.0.0 | NI Developer Suite 2015 DS2 Install
Garrett | NI-Sync | 15.0.1f0 | 32 | 2015 | Runtime | NI | NI-Sync 15.0.1f0
Garrett | NI-TClk | 15.0 | 32 | 2015 | Development | NI | NI-TClk 15.0
Garrett | NI-TimeSync | 15.0.0f0 | 32 | 2015 | Development | NI | NI-TimeSync 15.0.0f0
Garrett | NI-USI | 15.0.1.6118 | 32 | 2015 | Development | NI | NI-USI 15.0.1.6118 | LabVIEW 2015 SP1
Garrett | NI-VISA | 19.5 | 32 | 2019 | Development | NI | NI-VISA 19.5
Garrett | NiVisaServer.exe | 15.0.0.49152 | 32 | 2015 | Development | NI | NiVisaServer.exe 15.0.0.49152 | NI Developer Suite 2015 DS2 Install
Garrett | NIvisaic.exe | 15.0.0.49152 | 32 | 2015 | Development | NI | NIvisaic.exe 15.0.0.49152 | NI Developer Suite 2015 DS2 Install
Garrett | NI-VISA | 19.5 | 32 | 2019 | Runtime | NI | NI-VISA 19.5
Spencer | CompactRIO | 15.0.0 | 32 | 2015 | Development | NI | CompactRIO 15.0.0 | NI Developer Suite 2015 DS2 Install
Spencer | C Series Module Support | 15.0.0 | 32 | 2015 | Development | NI | C Series Module Support 15.0.0 | NI Developer Suite 2015 DS2 Install
Spencer | FlexRIO | 15.0.0f0 | 32 | 2015 | Development | NI | FlexRIO 15.0.0f0 | NI Developer Suite 2015 DS2 Install
Spencer | IVI Compliance Package | 15.0 | 32 | 2015 | Development | NI | IVI Compliance Package 15.0 | NI Developer Suite 2015 DS2 Install
Spencer | LabVIEW | 15.0.1 | 32 | 2015 SP1 f10 | Development | NI | LabVIEW 2015 SP1 f10 15.0.1 | NI Update Services
Spencer | Advanced Signal Processing Toolkit | 15.0.0 | 32 | 2015 | Development | NI | Advanced Signal Processing Toolkit 15.0.0 | NI Developer Suite 2015 DS2 Install
Spencer | Database Connectivity Toolkit | 15.0.0 | 32 | 2015 | Development | NI | Database Connectivity Toolkit 15.0.0 | NI Developer Suite 2015 DS2 Install
Spencer | DataFinder Toolkit | 15.0.06020 | 32 | 2015 | Development | NI | DataFinder Toolkit 15.0.06020 | NI Developer Suite 2015 DS2 Install
Spencer | Digital Filter Design Toolkit | 15.0.0 | 32 | 2015 | Development | NI | Digital Filter Design Toolkit 15.0.0 | NI Developer Suite 2015 DS2 Install
Spencer | Real-Time | 15.0.1 | 32 | 2015 | Development | NI | Real-Time 15.0.1 | NI Update Services
Spencer | Real-Time Trace Viewer - LabVIEW 2015 Support | 15.0.1 | 32 | 2015 | Development | NI | Real-Time Trace Viewer - LabVIEW 2015 Support 15.0.1 | NI Update Services
Spencer | Report Generation Toolkit For Microsoft Office | 15.0.0 | 32 | 2015 | Development | NI | Report Generation Toolkit For Microsoft Office 15.0.0 | NI Developer Suite 2015 DS2 Install
Spencer | Statechart Module | 15.0 | 32 | 2015 | Development | NI | Statechart Module 15.0 | NI Developer Suite 2015 DS2 Install
Spencer | Unit Test Framework Toolkit | 15.0.0 | 32 | 2015 | Development | NI | Unit Test Framework Toolkit 15.0.0 | NI Developer Suite 2015 DS2 Install
Spencer | VI Analyzer Toolkit | 15.0.0 | 32 | 2015 | Development | NI | VI Analyzer Toolkit 15.0.0 | NI Developer Suite 2015 DS2 Install
Spencer | LabVIEW | 12.0.1 | 32 | 2012 SP1 f9 | Runtime | NI | LabVIEW 2012 SP1 f9 12.0.1 | NI Developer Suite 2015 DS2 Install
Spencer | LabVIEW | 12.0.1 | 64 | 2012 SP1 f9 | Runtime | NI | LabVIEW 2012 SP1 f9 12.0.1 | NI Developer Suite 2015 DS2 Install
Spencer | LabVIEW | 13.0.1 | 32 | 2013 SP1 f6 | Runtime | NI | LabVIEW 2013 SP1 f6 13.0.1 | NI Developer Suite 2015 DS2 Install
Spencer | LabVIEW | 14.0.1 | 32 | 2014 SP1 f11 | Runtime | NI | LabVIEW 2014 SP1 f11 14.0.1 | NI Update Services
Spencer | LabVIEW | 14.0.1 | 64 | 2014 SP1 f11 | Runtime | NI | LabVIEW 2014 SP1 f11 14.0.1 | NI Update Services
Spencer | LabVIEW | 15.0.1 | 32 | 2015 SP1 | Runtime | NI | LabVIEW 2015 SP1 15.0.1 | LabVIEW 2015 SP1
Spencer | LabVIEW | 19.0.1 | 32 | 2019 SP1 f5 | Runtime | NI | LabVIEW 2019 SP1 f5 19.0.1
Spencer | CVI | 15.0.0.408 | 32 | 2015 | Runtime | NI | CVI 15.0.0.408 | LabVIEW 2015 SP1
Spencer | Measurement & Automation Explorer | 15.3.0f0 | 32 | 2015 | Development | NI | Measurement & Automation Explorer 15.3.0f0 | LabVIEW 2015 SP1
Spencer | Measurement Studio |  | 32 | 2010 | Development | NI | Measurement Studio
Spencer | Measurement Studio DotNET |  | 32 | 2010 | Development | NI | Measurement Studio DotNET
Spencer | Measurement Studio Common | 15.1.40.49152 | 32 | 2010 | Development | NI | Measurement Studio Common 15.1.40.49152
Spencer | Measurement Studio Common | 15.1.40.49152 | 64 | 2010 | Development | NI | Measurement Studio Common 15.1.40.49152
Spencer | NI 1588-2008 Network Management | 15.0.0f0 | 32 | 2015 | Development | NI | NI 1588-2008 Network Management 15.0.0f0 | NI Developer Suite 2015 DS2 Install
Spencer | NI I/O Trace | 15.0.0f0 | 32 | 2015 | Development | NI | NI I/O Trace 15.0.0f0 | NI Developer Suite 2015 DS2 Install
Spencer | NI PXI Platform Services Configuration | 15.0.0f1 | 32 | 2015 | Development | NI | NI PXI Platform Services Configuration 15.0.0f1 | NI Developer Suite 2015 DS2 Install
Spencer | NI PXI Platform Services | 19.5.0f0 | 32 | 2019 | Runtime | NI | NI PXI Platform Services 19.5.0f0
Spencer | NI R Series Multifunction RIO | 15.0.0 | 32 | 2015 | Development | NI | NI R Series Multifunction RIO 15.0.0 | NI Developer Suite 2015 DS2 Install
Spencer | NI Script Editor | 14.0 | 32 | 2014 | Development | NI | NI Script Editor 14.0 | NI Developer Suite 2015 DS2 Install
Spencer | NI SignalExpress | 15.0 | 32 | 2015 | Development | NI | NI SignalExpress 15.0 | NI Developer Suite 2015 DS2 Install
Spencer | NI System Configuration | 19.5.0f0 | 32 | 2019 | Development | NI | NI System Configuration 19.5.0f0
Spencer | NI-488.2 | 15.0.0 | 32 | 2015 | Development | NI | NI-488.2 15.0.0 | NI Developer Suite 2015 DS2 Install
Spencer | NI-488.2 | 19.5.0 | 32 | 2019 | Runtime | NI | NI-488.2 19.5.0
Spencer | NI-DAQmx ADE Support | 15.0.0 | 32 | 2015 | Development | NI | NI-DAQmx ADE Support 15.0.0 | NI Developer Suite 2015 DS2 Install
Spencer | NI-DAQmx Device Driver | 15.0.0f2 | 32 | 2015 | Development | NI | NI-DAQmx Device Driver 15.0.0f2 | NI Developer Suite 2015 DS2 Install
Spencer | NI-DAQmx MAX Configuration | 15.0.0 | 32 | 2015 | Development | NI | NI-DAQmx MAX Configuration 15.0.0 | NI Developer Suite 2015 DS2 Install
Spencer | NI-DCPower |  | 32 | 2015 | Development | NI | NI-DCPower | NI Developer Suite 2015 DS2 Install
Spencer | NI-DCPower Configuration Support | 15.0 | 32 | 2015 | Development | NI | NI-DCPower Configuration Support 15.0 | NI Developer Suite 2015 DS2 Install
Spencer | NI-DCPower Development Support | 15.0 | 32 | 2015 | Development | NI | NI-DCPower Development Support 15.0 | NI Developer Suite 2015 DS2 Install
Spencer | NI-DCPower | 15.0 | 32 | 2015 | Runtime | NI | NI-DCPower 15.0 | NI Developer Suite 2015 DS2 Install
Spencer | NI-DCPower Soft Front Panel | 15.0 | 32 | 2015 | Development | NI | NI-DCPower Soft Front Panel 15.0 | NI Developer Suite 2015 DS2 Install
Spencer | NI-DMM |  | 32 | 2015 | Development | NI | NI-DMM | NI Developer Suite 2015 DS2 Install
Spencer | NI-DMM Configuration Support | 15.0 | 32 | 2015 | Development | NI | NI-DMM Configuration Support 15.0 | NI Developer Suite 2015 DS2 Install
Spencer | NI-DMM Development Support | 15.0 | 32 | 2015 | Development | NI | NI-DMM Development Support 15.0 | NI Developer Suite 2015 DS2 Install
Spencer | NI-DMM | 15.0 | 32 | 2015 | Runtime | NI | NI-DMM 15.0 | NI Developer Suite 2015 DS2 Install
Spencer | NI-FGEN |  | 32 | 2015 | Development | NI | NI-FGEN | NI Developer Suite 2015 DS2 Install
Spencer | NI-FGEN Configuration Support | 15.0 | 32 | 2015 | Development | NI | NI-FGEN Configuration Support 15.0 | NI Developer Suite 2015 DS2 Install
Spencer | NI-FGEN Development Support | 15.0 | 32 | 2015 | Development | NI | NI-FGEN Development Support 15.0 | NI Developer Suite 2015 DS2 Install
Spencer | NI-FGEN | 15.0 | 32 | 2015 | Runtime | NI | NI-FGEN 15.0 | NI Developer Suite 2015 DS2 Install
Spencer | NI-FGEN Soft Front Panel | 15.0 | 32 | 2015 | Development | NI | NI-FGEN Soft Front Panel 15.0 | NI Developer Suite 2015 DS2 Install
Spencer | NI-HSDIO |  | 32 | 2015 | Development | NI | NI-HSDIO | NI Developer Suite 2015 DS2 Install
Spencer | NI-HSDIO Configuration Support | 15.0 | 32 | 2015 | Development | NI | NI-HSDIO Configuration Support 15.0 | NI Developer Suite 2015 DS2 Install
Spencer | NI-HSDIO Development Support | 15.0 | 32 | 2015 | Development | NI | NI-HSDIO Development Support 15.0 | NI Developer Suite 2015 DS2 Install
Spencer | NI-HSDIO | 15.0 | 32 | 2015 | Runtime | NI | NI-HSDIO 15.0 | NI Developer Suite 2015 DS2 Install
Spencer | NI-HWS | 15.0.0 | 32 | 2015 | Development | NI | NI-HWS 15.0.0 | NI Developer Suite 2015 DS2 Install
Spencer | NI-Industrial Communications for EtherCAT | 15.0.0f3 | 32 | 2015 | Development | NI | NI-Industrial Communications for EtherCAT 15.0.0f3 | NI-Industrial Communications for EtherCAT on "Y' Drive
Spencer | NI-PAL | 19.0.0 | 32 | 2019 | Development | NI | NI-PAL 19.0.0
Spencer | NI-RIO | 15.0.0 | 32 | 2015 | Development | NI | NI-RIO 15.0.0 | NI Developer Suite 2015 DS2 Install
Spencer | NI-SCOPE | 15.0 | 32 | 2015 | Development | NI | NI-SCOPE 15.0 | NI Developer Suite 2015 DS2 Install
Spencer | NI-SCOPE Configuration Support | 15.0 | 32 | 2015 | Development | NI | NI-SCOPE Configuration Support 15.0 | NI Developer Suite 2015 DS2 Install
Spencer | NI-SCOPE Development Support | 15.0 | 32 | 2015 | Development | NI | NI-SCOPE Development Support 15.0 | NI Developer Suite 2015 DS2 Install
Spencer | NI-SCOPE | 15.0 | 32 | 2015 | Runtime | NI | NI-SCOPE 15.0 | NI Developer Suite 2015 DS2 Install
Spencer | NI-SCOPE Soft Front Panel | 15.0 | 32 | 2015 | Development | NI | NI-SCOPE Soft Front Panel 15.0 | NI Developer Suite 2015 DS2 Install
Spencer | NI-Serial Configuration | 15.0.0f0 | 32 | 2015 | Development | NI | NI-Serial Configuration 15.0.0f0 | NI Developer Suite 2015 DS2 Install
Spencer | NI-Serial | 18.5.0f0 | 32 | 2018 | Runtime | NI | NI-Serial 18.5.0f0
Spencer | NI-SWITCH | 15.0 | 32 | 2015 | Development | NI | NI-SWITCH 15.0 | NI Developer Suite 2015 DS2 Install
Spencer | NI-SWITCH Configuration Support | 15.0 | 32 | 2015 | Development | NI | NI-SWITCH Configuration Support 15.0 | NI Developer Suite 2015 DS2 Install
Spencer | NI-SWITCH Development Support | 15.0 | 32 | 2015 | Development | NI | NI-SWITCH Development Support 15.0 | NI Developer Suite 2015 DS2 Install
Spencer | NI-SWITCH | 15.0 | 32 | 2015 | Runtime | NI | NI-SWITCH 15.0 | NI Developer Suite 2015 DS2 Install
Spencer | NI-SWITCH Soft Front Panel | 15.0.0 | 32 | 2015 | Development | NI | NI-SWITCH Soft Front Panel 15.0.0 | NI Developer Suite 2015 DS2 Install
Spencer | NI-Sync | 15.0.0f0 | 32 | 2015 | Development | NI | NI-Sync 15.0.0f0 | NI Developer Suite 2015 DS2 Install
Spencer | NI-TClk | 15.0 | 32 | 2015 | Development | NI | NI-TClk 15.0 | NI Developer Suite 2015 DS2 Install
Spencer | NI-TimeSync | 15.0.0f0 | 32 | 2015 | Development | NI | NI-TimeSync 15.0.0f0 | NI Developer Suite 2015 DS2 Install
Spencer | NI-USI | 17.0.0.6654 | 32 | 2017 | Development | NI | NI-USI 17.0.0.6654
Spencer | NI-VISA | 19.5 | 32 | 2019 | Development | NI | NI-VISA 19.5
Spencer | NiVisaServer.exe | 15.0.0.49152 | 32 | 2015 | Development | NI | NiVisaServer.exe 15.0.0.49152 | NI Developer Suite 2015 DS2 Install
Spencer | NIvisaic.exe | 15.0.0.49152 | 33 | 2015 | Development | NI | NIvisaic.exe 15.0.0.49152 | NI Developer Suite 2015 DS2 Install
Spencer | NI-VISA | 19.5 | 32 | 2019 | Runtime | NI | NI-VISA 19.5
Vinnie | LabVIEW | 15 | 32 | 2015 SP1 f7 | Development | NI | LabVIEW 2015 SP1 f7 15
Vinnie | Real-Time | 15.0.1 | 32 | 2015 | Development | NI | Real-Time 15.0.1 | NI Update Services
Vinnie | NI-RIO | 18.5.0 | 32 | 2018 | Development | NI | NI-RIO 18.5.0
Vinnie | NI-Industrial Communications for EtherCAT | 15.0 | 32 | 2015 | Development | NI | NI-Industrial Communications for EtherCAT 15.0 | NI-Industrial Communications for EtherCAT on "Y' Drive
Vinnie | JKI VIPM |  |  | N/A | Development | JKI | JKI VIPM
Vinnie | NI String Tools Library | 2.0.0.5 | 32 | N/A | Development | NI | NI String Tools Library 2.0.0.5 | JKI VIPM
Vinnie | Gpower Array Library | 2016.2.0.27 | 32 | 2016 | Development | Gpower | Gpower Array Library 2016.2.0.27 | JKI VIPM
Vinnie | NI CompactRIO Information (CRI) Library | 2015.0.0.1 | 32 | 2015 | Development | NI | NI CompactRIO Information (CRI) Library 2015.0.0.1 | JKI VIPM
Vinnie | OpenGDS | 1.1.17 | 32 | N/A | Development |  | OpenGDS 1.1.17
Vinnie | NI CompactRIO | 15.5 | 32 | 2018 | C-RIO | NI | NI CompactRIO 15.5
Vinnie | LabVIEW Real-Time | 15.0.1 | 32 | 2015 | C-RIO | NI | LabVIEW Real-Time 15.0.1
Vinnie | NI System Configuration Remote Support |  | 32 | N/A | C-RIO | NI | NI System Configuration Remote Support
Vinnie | NI-RIO | 15.5 | 32 | 2015 | C-RIO | NI | NI-RIO 15.5
Vinnie | CompactRIO Suport | 15.5 | 32 | 2015 | C-RIO | NI | CompactRIO Suport 15.5
Vinnie | Run-Time Enginer for Web Services | 15.0.0 | 32 | 2015 | C-RIO | NI | Run-Time Enginer for Web Services 15.0.0
Vinnie | SSL Support for LabVIEW | 15.0.0 | 32 | 2015 | C-RIO | NI | SSL Support for LabVIEW 15.0.0
Vinnie | WebDAV Server | 15.0.0 | 32 | 2015 | C-RIO | NI | WebDAV Server 15.0.0
Vinnie | HTTP Client with SSL Support | 15.0.0 | 32 | 2015 | C-RIO | NI | HTTP Client with SSL Support 15.0.0
Vinnie | I/O Variable Remorte Configuration Web Server |  | 32 | N/A | C-RIO | NI | I/O Variable Remorte Configuration Web Server
Vinnie | Network Streams | 15.0 | 32 | 2015 | C-RIO | NI | Network Streams 15.0
Vinnie | Network Variable Engine | 15.0.0 | 32 | 2015 | C-RIO | NI | Network Variable Engine 15.0.0
Vinnie | NI Scan Engine | 4.4 | 32 | N/A | C-RIO | NI | NI Scan Engine 4.4
Vinnie | NI Systems Configuration | 15.3.0 | 32 | 2015 | C-RIO | NI | NI Systems Configuration 15.3.0
Vinnie | NI Web-based Configuration and Monitoring |  | 32 | N/A | C-RIO | NI | NI Web-based Configuration and Monitoring
Vinnie | Hardware Configuration and Web Support | 15.0.0 | 32 | 2015 | C-RIO | NI | Hardware Configuration and Web Support 15.0.0
Vinnie | Network Configuration Web Support | 15.0.0 | 32 | 2015 | C-RIO | NI | Network Configuration Web Support 15.0.0
Vinnie | Software Management Web Support | 15.0.0 | 32 | 2015 | C-RIO | NI | Software Management Web Support 15.0.0
Vinnie | Time Configuration Web Support | 15.0.0 | 32 | 2015 | C-RIO | NI | Time Configuration Web Support 15.0.0
Vinnie | NI Wireless Certificate Web Services | 15.0.0 | 32 | 2015 | C-RIO | NI | NI Wireless Certificate Web Services 15.0.0
Vinnie | NI-Industrial Communications for EtherCAT |  | 32 | N/A | C-RIO | NI | NI-Industrial Communications for EtherCAT
Vinnie | NI-RIO IO Scan | 15.5 | 32 | 2015 | C-RIO | NI | NI-RIO IO Scan 15.5
Vinnie | NI Serial 9870 and 9871 Scan Enginer Support |  | 32 | N/A | C-RIO | NI | NI Serial 9870 and 9871 Scan Enginer Support
Vinnie | NI-VISA | 15.5.0 | 32 | 2015 | C-RIO | NI | NI-VISA 15.5.0
Vinnie | NI-Watchdog | 15.0.0 | 32 | 2015 | C-RIO | NI | NI-Watchdog 15.0.0
Vinnie | Variable Client Support for LabVIEW RT | 15.0.0 | 32 | 2015 | C-RIO | NI | Variable Client Support for LabVIEW RT 15.0.0
Vinnie | Variable Legacy Protocol Support | 5.7.1 | 32 | 2015 | C-RIO | NI | Variable Legacy Protocol Support 5.7.1
Vinnie | Variable Legacy Server Support | 5.7.1 | 32 | 2015 | C-RIO | NI | Variable Legacy Server Support 5.7.1
Vinnie | WebDAV Cleitn with SSL Support | 15.0.0 | 32 | 2015 | C-RIO | NI | WebDAV Cleitn with SSL Support 15.0.0
Vinnie | Caraya Unit Test Framework | 0.6.3.54 | 32 | N/A | Development | JKI | Caraya Unit Test Framework 0.6.3.54 | VIPM Community
Vinnie | Delacor QMH | 4.0.0.28 | 32 | N/A | Development | Delacor | Delacor QMH 4.0.0.28 | NI LabVIEW Tools Network
Vinnie | Delacor QMH Event Scripter | 4.0.0.65 | 32 | N/A | Development | Delacor | Delacor QMH Event Scripter 4.0.0.65 | Unpublished
Vinnie | Delacor QMH Palette | 3.0.0.1 | 32 | N/A | Development | Delacor | Delacor QMH Palette 3.0.0.1 | NI LabVIEW Tools Network
Vinnie | Delacor QMH Project Template | 4.0.0.47 | 32 | N/A | Development | Delacor | Delacor QMH Project Template 4.0.0.47 | NI LabVIEW Tools Network
Vinnie | Delacor QMH Thermal Chamber Examples | 4.0.0.21 | 32 | N/A | Development | Delacor | Delacor QMH Thermal Chamber Examples 4.0.0.21 | NI LabVIEW Tools Network
Vinnie | DMC UX Toolkit | 1.0.0.2 | 32 | N/A | Development | DMC | DMC UX Toolkit 1.0.0.2 | Unpublished
Vinnie | GPower All Toolsets | 2017.0.0.11 | 32 | N/A | Development | GPower | GPower All Toolsets 2017.0.0.11 | NI LabVIEW Tools Network
Vinnie | GPower Array | 2016.2.0.27 | 32 | N/A | Development | GPower | GPower Array 2016.2.0.27 | NI LabVIEW Tools Network
Vinnie | GPower Comparison | 2016.0.0.4 | 32 | N/A | Development | GPower | GPower Comparison 2016.0.0.4 | NI LabVIEW Tools Network
Vinnie | GPower Error & Warning | 2014.0.0.38 | 32 | N/A | Development | GPower | GPower Error & Warning 2014.0.0.38 | NI LabVIEW Tools Network
Vinnie | GPower Events | 2012.0.0.7 | 32 | N/A | Development | GPower | GPower Events 2012.0.0.7 | NI LabVIEW Tools Network
Vinnie | GPower Math | 2012.1.0.6 | 32 | N/A | Development | GPower | GPower Math 2012.1.0.6 | NI LabVIEW Tools Network
Vinnie | GPower Numeric | 2016.2.0.14 | 32 | N/A | Development | GPower | GPower Numeric 2016.2.0.14 | NI LabVIEW Tools Network
Vinnie | GPower Overflow | 2014.0.0.4 | 32 | N/A | Development | GPower | GPower Overflow 2014.0.0.4 | NI LabVIEW Tools Network
Vinnie | GPower String | 2016.1.0.11 | 32 | N/A | Development | GPower | GPower String 2016.1.0.11 | NI LabVIEW Tools Network
Vinnie | GPower Timing | 2017.0.0.26 | 32 | N/A | Development | GPower | GPower Timing 2017.0.0.26 | NI LabVIEW Tools Network
Vinnie | GPower VI Launcher | 2012.2.0.26 | 32 | N/A | Development | GPower | GPower VI Launcher 2012.2.0.26 | NI LabVIEW Tools Network
Vinnie | GPower VI Register | 2016.0.0.31 | 32 | N/A | Development | GPower | GPower VI Register 2016.0.0.31 | NI LabVIEW Tools Network
Vinnie | JKI State Machine | 3.0.0.8 | 32 | N/A | Development | JKI | JKI State Machine 3.0.0.8 | VIPM Community
Vinnie | JKI State Machine Editor | 2013.6.3.239 | 32 | N/A | Development | JKI | JKI State Machine Editor 2013.6.3.239 | VIPM Community
Vinnie | JKI State Machine Objects (SMO) | 1.3.0.56 | 32 | N/A | Development | JKI | JKI State Machine Objects (SMO) 1.3.0.56 | VIPM Community
Vinnie | jki_rsc_toolkits_palette | 1.1-1 | 32 | N/A | Development | JKI Software | jki_rsc_toolkits_palette 1.1-1 | VIPM Community
Vinnie | LAVA Palette | 1.0.0.1 | 32 | N/A | Development | LAVA | LAVA Palette 1.0.0.1 | NI LabVIEW Tools Network
Vinnie | MGI 1D Array | 1.0.2.3 | 32 | N/A | Development | MGI | MGI 1D Array 1.0.2.3 | NI LabVIEW Tools Network
Vinnie | MGI 2D Array | 1.1.1.5 | 32 | N/A | Development | MGI | MGI 2D Array 1.1.1.5 | NI LabVIEW Tools Network
Vinnie | MGI Actor Framework Message Maker | 1.0.1.6 | 32 | N/A | Development | MGI | MGI Actor Framework Message Maker 1.0.1.6 | NI LabVIEW Tools Network
Vinnie | MGI Application Control | 1.1.1.10 | 32 | N/A | Development | MGI | MGI Application Control 1.1.1.10 | NI LabVIEW Tools Network
Vinnie | MGI Bezier | 1.1.1.2 | 32 | N/A | Development | MGI | MGI Bezier 1.1.1.2 | NI LabVIEW Tools Network
Vinnie | MGI Boolean | 1.0.1.3 | 32 | N/A | Development | MGI | MGI Boolean 1.0.1.3 | NI LabVIEW Tools Network
Vinnie | MGI Class Method Browser | 1.0.0.20 | 32 | N/A | Development | MGI | MGI Class Method Browser 1.0.0.20 | NI LabVIEW Tools Network
Vinnie | MGI Cluster | 1.1.0.1 | 32 | N/A | Development | MGI | MGI Cluster 1.1.0.1 | NI LabVIEW Tools Network
Vinnie | MGI Coordinates | 1.1.1.2 | 32 | N/A | Development | MGI | MGI Coordinates 1.1.1.2 | NI LabVIEW Tools Network
Vinnie | MGI Error Handling | 1.1.1.3 | 32 | N/A | Development | MGI | MGI Error Handling 1.1.1.3 | NI LabVIEW Tools Network
Vinnie | MGI Error Reporter | 1.0.2.5 | 32 | N/A | Development | MGI | MGI Error Reporter 1.0.2.5 | NI LabVIEW Tools Network
Vinnie | MGI File | 1.1.0.4 | 32 | N/A | Development | MGI | MGI File 1.1.0.4 | NI LabVIEW Tools Network
Vinnie | MGI Graph | 1.0.2.6 | 32 | N/A | Development | MGI | MGI Graph 1.0.2.6 | NI LabVIEW Tools Network
Vinnie | MGI Library | 1.2.0.4 | 32 | N/A | Development | MGI | MGI Library 1.2.0.4 | NI LabVIEW Tools Network
Vinnie | MGI Matrix & Vector | 1.1.0.1 | 32 | N/A | Development | MGI | MGI Matrix & Vector 1.1.0.1 | NI LabVIEW Tools Network
Vinnie | MGI Menu Building | 1.0.1.4 | 32 | N/A | Development | MGI | MGI Menu Building 1.0.1.4 | NI LabVIEW Tools Network
Vinnie | MGI Monitored Actor | 2.0.0.23 | 32 | N/A | Development | MGI | MGI Monitored Actor 2.0.0.23 | NI LabVIEW Tools Network
Vinnie | MGI Numeric | 1.1.0.2 | 32 | N/A | Development | MGI | MGI Numeric 1.1.0.2 | NI LabVIEW Tools Network
Vinnie | MGI Panel Manager | 1.0.1.4 | 32 | N/A | Development | MGI | MGI Panel Manager 1.0.1.4 | NI LabVIEW Tools Network
Vinnie | MGI Panel Manager - DQMH Panels | 1.0.1.6 | 32 | N/A | Development | MGI | MGI Panel Manager - DQMH Panels 1.0.1.6 | NI LabVIEW Tools Network
Vinnie | MGI Picture & Image | 1.0.2.1 | 32 | N/A | Development | MGI | MGI Picture & Image 1.0.2.1 | NI LabVIEW Tools Network
Vinnie | MGI Read/Write Anything | 2.1.4.4 | 32 | N/A | Development | MGI | MGI Read/Write Anything 2.1.4.4 | NI LabVIEW Tools Network
Vinnie | MGI Robust XML | 1.0.3.4 | 32 | N/A | Development | MGI | MGI Robust XML 1.0.3.4 | NI LabVIEW Tools Network
Vinnie | MGI Spline | 1.1.0.1 | 32 | N/A | Development | MGI | MGI Spline 1.1.0.1 | NI LabVIEW Tools Network
Vinnie | MGI String | 1.1.1.5 | 32 | N/A | Development | MGI | MGI String 1.1.1.5 | NI LabVIEW Tools Network
Vinnie | MGI Timing | 1.1.0.2 | 32 | N/A | Development | MGI | MGI Timing 1.1.0.2 | NI LabVIEW Tools Network
Vinnie | MGI Tools | 1.0.0.4 | 32 | N/A | Development | MGI | MGI Tools 1.0.0.4 | NI LabVIEW Tools Network
Vinnie | MGI Tree | 1.0.4.4 | 32 | N/A | Development | MGI | MGI Tree 1.0.4.4 | NI LabVIEW Tools Network
Vinnie | MGI User Interface | 1.0.1.11 | 32 | N/A | Development | MGI | MGI User Interface 1.0.1.11 | NI LabVIEW Tools Network
Vinnie | MGI WSA Framework | 1.0.0.27 | 32 | N/A | Development | MGI | MGI WSA Framework 1.0.0.27 | NI LabVIEW Tools Network
Vinnie | NI Asynchronous Message Communication (AMC) Library | 3.3.1.22 | 32 | N/A | Development | NI | NI Asynchronous Message Communication (AMC) Library 3.3.1.22 | NI LabVIEW Tools Network
Vinnie | NI GXML | 1.4.2.8 | 32 | N/A | Development | NI | NI GXML 1.4.2.8 | NI LabVIEW Tools Network
Vinnie | NI Keyed Array Library | 2.0.0.11 | 32 | N/A | Development | NI | NI Keyed Array Library 2.0.0.11 | NI LabVIEW Tools Network
Vinnie | NI Modbus Library | 1.2.1.42 | 32 | N/A | Development | NI | NI Modbus Library 1.2.1.42 | NI LabVIEW Tools Network
Vinnie | Open Source GOOP Development Suite | 1.2.20.84 | 32 | N/A | Development | OpenGDS | Open Source GOOP Development Suite 1.2.20.84 | Unpublished
Vinnie | OpenG Application Control Library | 4.1.0.7 | 32 | N/A | Development | OpenG.org | OpenG Application Control Library 4.1.0.7 | VIPM Community
Vinnie | OpenG Array Library | 4.1.1.14 | 32 | N/A | Development | OpenG.org | OpenG Array Library 4.1.1.14 | VIPM Community
Vinnie | OpenG Boolean Library | 4.0.0.7 | 32 | N/A | Development | OpenG.org | OpenG Boolean Library 4.0.0.7 | VIPM Community
Vinnie | OpenG Builder | 3.0.1-2 | 32 | N/A | Development | OpenG.org | OpenG Builder 3.0.1-2 | VIPM Community
Vinnie | OpenG Buttons Library | 4.0.0.7 | 32 | N/A | Development | OpenG.org | OpenG Buttons Library 4.0.0.7 | VIPM Community
Vinnie | OpenG Compare VI To Disk Tool | 4.0.0.9 | 32 | N/A | Development | OpenG.org | OpenG Compare VI To Disk Tool 4.0.0.9 | VIPM Community
Vinnie | OpenG Comparison Library | 4.0.0.3 | 32 | N/A | Development | OpenG.org | OpenG Comparison Library 4.0.0.3 | VIPM Community
Vinnie | OpenG Dictionary Library | 4.0.0.4 | 32 | N/A | Development | OpenG.org | OpenG Dictionary Library 4.0.0.4 | VIPM Community
Vinnie | OpenG Error Library | 4.2.0.23 | 32 | N/A | Development | OpenG.org | OpenG Error Library 4.2.0.23 | VIPM Community
Vinnie | OpenG File Library | 4.0.1.22 | 32 | N/A | Development | OpenG.org | OpenG File Library 4.0.1.22 | VIPM Community
Vinnie | OpenG LabPython Library | 4.0.0.4 | 32 | N/A | Development | OpenG_org | OpenG LabPython Library 4.0.0.4 | VIPM Community
Vinnie | OpenG LabVIEW Data Library | 4.2.0.21 | 32 | N/A | Development | LAVA | OpenG LabVIEW Data Library 4.2.0.21 | VIPM Community
Vinnie | OpenG LabVIEW ZIP Library | 4.0.0-2 | 32 | N/A | Development | OpenG.org | OpenG LabVIEW ZIP Library 4.0.0-2 | VIPM Community
Vinnie | OpenG Large File Library | 4.0.0.3 | 32 | N/A | Development | OpenG.org | OpenG Large File Library 4.0.0.3 | VIPM Community
Vinnie | OpenG Locate File In Project Tool | 4.0.0.7 | 32 | N/A | Development | OpenG.org | OpenG Locate File In Project Tool 4.0.0.7 | VIPM Community
Vinnie | OpenG MD5 Digest Library | 4.1.1.10 | 32 | N/A | Development | OpenG.org | OpenG MD5 Digest Library 4.1.1.10 | VIPM Community
Vinnie | OpenG Message Queue Library | 4.0.0.15 | 32 | N/A | Development | OpenG.org | OpenG Message Queue Library 4.0.0.15 | VIPM Community
Vinnie | OpenG Numeric Library | 4.1.0.8 | 32 | N/A | Development | OpenG.org | OpenG Numeric Library 4.1.0.8 | VIPM Community
Vinnie | OpenG Picture Library | 4.0.0.13 | 32 | N/A | Development | OpenG.org | OpenG Picture Library 4.0.0.13 | VIPM Community
Vinnie | OpenG Port IO | 4.0.0-2 | 32 | N/A | Development | OpenG.org | OpenG Port IO 4.0.0-2 | VIPM Community
Vinnie | OpenG Rename Folder of VIs Tool | 4.0.0.15 | 32 | N/A | Development | OpenG.org | OpenG Rename Folder of VIs Tool 4.0.0.15 | VIPM Community
Vinnie | OpenG String Library | 4.1.0.12 | 32 | N/A | Development | OpenG.org | OpenG String Library 4.1.0.12 | VIPM Community
Vinnie | OpenG Time Library | 4.0.1.3 | 32 | N/A | Development | NI | OpenG Time Library 4.0.1.3 | VIPM Community
Vinnie | OpenG Toolkit | 4.0.1.9 | 32 | N/A | Development | OpenG.org | OpenG Toolkit 4.0.1.9 | VIPM Community
Vinnie | OpenG Variant Configuration File Library | 4.0.0.5 | 32 | N/A | Development | OpenG.org | OpenG Variant Configuration File Library 4.0.0.5 | VIPM Community
Vinnie | Structure Error Handler | 2.1.10.1 | 32 | N/A | Development | NI | Structure Error Handler 2.1.10.1 | NI LabVIEW Tools Network
Vinnie | UI Tools | 1.4.1.74 | 32 | N/A | Development | LAVA | UI Tools 1.4.1.74 | VIPM Community
Vinnie | NI-CAN | 15.0.0f0 | 32 | 2015 | Development | NI | NI-CAN 15.0.0f0
Vinnie | CompactRIO | 15.5.0 | 32 | 2015 | Development | NI | CompactRIO 15.5.0
Vinnie | C Series Module Support | 15.5.0 | 32 | 2015 | Development | NI | C Series Module Support 15.5.0
Vinnie | CVI | 19.0.0.49154 | 32 | 2019 | Runtime | NI | CVI 19.0.0.49154
Vinnie | NI-DAQmx Device Driver | 19.5.0f0 | 32 | 2019 | Development | NI | NI-DAQmx Device Driver 19.5.0f0
Vinnie | NI-DAQmx ADE Support | 18.5.0 | 32 | 2018 | Development | NI | NI-DAQmx ADE Support 18.5.0
Vinnie | NI-DAQmx MAX Configuration | 18.5.0 | 32 | 2018 | Development | NI | NI-DAQmx MAX Configuration 18.5.0
Vinnie | FieldPoint | 15 | 32 | 2015 | Development | NI | FieldPoint 15
Vinnie | NI-488.2 | 19.5.0 | 32 | 2019 | Runtime | NI | NI-488.2 19.5.0
Vinnie | NI-488.2 | 15.5.0 | 32 | 2019 | Development | NI | NI-488.2 15.5.0
Vinnie | NI-IMAQ | 19.5.0 | 32 | 2019 | Development | NI | NI-IMAQ 19.5.0
Vinnie | NI-IMAQ Development Support | 18.5.0 | 32 | 2018 | Development | NI | NI-IMAQ Development Support 18.5.0
Vinnie | NI-IMAQ | 19.5.0 | 32 | 2019 | Runtime | NI | NI-IMAQ 19.5.0
Vinnie | NI-IMAQ I/O | 18.5.0 | 32 | 2018 | Development | NI | NI-IMAQ I/O 18.5.0
Vinnie | NI-IMAQ I/O Development Support | 18.5.0 | 32 | 2018 | Development | NI | NI-IMAQ I/O Development Support 18.5.0
Vinnie | NI-IMAQ I/O | 18.5.0 | 32 | 2018 | Runtime | NI | NI-IMAQ I/O 18.5.0
Vinnie | Vision Common Resources | 19.5.0 | 32 | 2019 | Development | NI | Vision Common Resources 19.5.0
Vinnie | Image Processing and Machine Vision | 19.5.0.49152 | 32 | 2019 | Development | NI | Image Processing and Machine Vision 19.5.0.49152
Vinnie | Image Services | 19.5.0.49152 | 32 | 2019 | Development | NI | Image Services 19.5.0.49152
Vinnie | NI-Industrial Communications for EtherCAT | 15.0.0f3 | 32 | 2015 | Development | NI | NI-Industrial Communications for EtherCAT 15.0.0f3 | NI-Industrial Communications for EtherCAT on "Y' Drive
Vinnie | NI I/O Trace | 18.5.0f0 | 32 | 2018 | Development | NI | NI I/O Trace 18.5.0f0 | NI Developer Suite 2015 DS2 Install
Vinnie | IVI Engine | 15.0.0.f0 | 32 | 2015 | Development | NI | IVI Engine 15.0.0.f0
Vinnie | IVI Driver Toolset | 1.5 | 32 | N/A | Development | NI | IVI Driver Toolset 1.5
Vinnie | LabVIEW | 12.0.1 | 32 | 2012 SP1 f9 | Runtime | NI | LabVIEW 2012 SP1 f9 12.0.1 | NI Developer Suite 2015 DS2 Install
Vinnie | LabVIEW | 18.0.1 | 64 | 2018 SP1 | Runtime | NI | LabVIEW 2018 SP1 18.0.1
Vinnie | Measurement & Automation Explorer | 19.5.0f0 | 32 | 2019 | Development | NI | Measurement & Automation Explorer 19.5.0f0
Vinnie | Measurement Studio |  | 32 | 2005 | Development | NI | Measurement Studio
Vinnie | Measurement Studio DotNET |  | 32 | 2005 | Development | NI | Measurement Studio DotNET
Vinnie | Measurement Studio Common | 12.0.20.258 | 32 | 2005 | Development | NI | Measurement Studio Common 12.0.20.258
Vinnie | Measurement Studio Vision |  | 32 | 2005 | Development | NI | Measurement Studio Vision
Vinnie | Measurement Studio |  | 32 | 2018 | Development | NI | Measurement Studio
Vinnie | Measurement Studio DotNET |  | 32 | 2018 | Development | NI | Measurement Studio DotNET
Vinnie | Measurement Studio Common | 13.5.35.173 | 32 | 2018 | Development | NI | Measurement Studio Common 13.5.35.173
Vinnie | Measurement Studio Common | 13.5.35.173 | 64 | 2018 | Development | NI | Measurement Studio Common 13.5.35.173
Vinnie | Measurement Studio Vision |  | 32 | 2018 | Development | NI | Measurement Studio Vision
Vinnie | Measurement Studio |  | 32 | 2010 | Development | NI | Measurement Studio | NI Developer Suite 2015 DS2 Install
Vinnie | Measurement Studio DotNET |  | 32 | 2010 | Development | NI | Measurement Studio DotNET | NI Developer Suite 2015 DS2 Install
Vinnie | Measurement Studio Common | 15.0.40.49154 | 32 | 2010 | Development | NI | Measurement Studio Common 15.0.40.49154 | NI Developer Suite 2015 DS2 Install
Vinnie | Measurement Studio Common | 15.0.40.49154 | 64 | 2010 | Development | NI | Measurement Studio Common 15.0.40.49154 | NI Developer Suite 2015 DS2 Install
Vinnie | NI-USI | 18.5.5.7372 | 32 | 2018 | Development | NI | NI-USI 18.5.5.7372
Vinnie | NI-IMAQdx | 18.5.0 | 32 | 2018 | Development | NI | NI-IMAQdx 18.5.0
Vinnie | NI-IMAQdx Development Support | 18.5.0 | 32 | 2018 | Development | NI | NI-IMAQdx Development Support 18.5.0
Vinnie | NI-IMAQdx | 18.5.0 | 32 | 2018 | Runtime | NI | NI-IMAQdx 18.5.0
Vinnie | USB3 Vision Driver | 18.5.0.49152 | 32 | 2018 | Development | NI | USB3 Vision Driver 18.5.0.49152
Vinnie | NI PXI Platform Services Configuration | 18.5.0f2 | 32 | 2018 | Development | NI | NI PXI Platform Services Configuration 18.5.0f2
Vinnie | NI PXI Platform Services | 19.5.0f0 | 32 | 2019 | Runtime | NI | NI PXI Platform Services 19.5.0f0
Vinnie | NI-RIO | 18.5.0 | 32 | 2018 | Development | NI | NI-RIO 18.5.0
Vinnie | NI R Series Multifunction RIO | 15.5.0 | 32 | 2015 | Development | NI | NI R Series Multifunction RIO 15.5.0
Vinnie | NI-Sync | 15.0.1f0 | 32 | 2015 | Runtime | NI | NI-Sync 15.0.1f0
Vinnie | NI-Sync | 15.0.1f0 | 32 | 2015 | Development | NI | NI-Sync 15.0.1f0
Vinnie | NI-TimeSync | 15.0.0f0 | 32 | 2015 | Development | NI | NI-TimeSync 15.0.0f0
Vinnie | NI-XNET Runtime | 18.5.0f1 | 32 | 2018 | Runtime | NI | NI-XNET Runtime 18.5.0f1
Vinnie | FlexRIO | 15.5.0f0 | 32 | 2015 | Development | NI | FlexRIO 15.5.0f0
Vinnie | NI-PAL Software | 19.0.0 | 32 | 2019 | Development | NI | NI-PAL Software 19.0.0
Vinnie | NI 1588-2008 Network Management | 15.0.0f0 | 32 | 2015 | Development | NI | NI 1588-2008 Network Management 15.0.0f0 | NI Developer Suite 2015 DS2 Install
Vinnie | NI-Serial Runtime | 18.5.0f0 | 32 | 2018 | Runtime | NI | NI-Serial Runtime 18.5.0f0
Vinnie | NI-Serial Configuration | 18.5.0f0 | 32 | 2018 | Development | NI | NI-Serial Configuration 18.5.0f0
Vinnie | NI System Configuration | 19.5.0f0 | 32 | 2019 | Development | NI | NI System Configuration 19.5.0f0
Vinnie | NI-VISA | 19.5 | 32 | 2019 | Development | NI | NI-VISA 19.5
Vinnie | NiVisaServer.exe | 15.0.0.49152 | 32 | 2015 | Development | NI | NiVisaServer.exe 15.0.0.49152 | NI Developer Suite 2015 DS2 Install
Vinnie | NIvisaic.exe | 18.5.0.49152 | 32 | 2018 | Development | NI | NIvisaic.exe 18.5.0.49152 | NI Developer Suite 2015 DS2 Install
Vinnie | NI-VISA Runtime | 19.5 | 32 | 2019 | Runtime | NI | NI-VISA Runtime 19.5
Vinnie | Vision Development Module | 19.5.0 | 32 | 2019 | Development | NI | Vision Development Module 19.5.0
Vinnie | Vision Development Module Support | 19.5.0 SP1 | 32 | 2019 | Runtime | NI | Vision Development Module Support 19.5.0 SP1
Vinnie | Vision Development Module Development Support | 18.5.0 SP1 | 32 | 2018 | Development | NI | Vision Development Module Development Support 18.5.0 SP1
Vinnie | Vision Assistant | 18.5.0 | 32 | 2018 | Development | NI | Vision Assistant 18.5.0
Vinnie | Vision Assistant | 18.5.0 | 64 | 2018 | Development | NI | Vision Assistant 18.5.0
Vinnie | NI-XNET | 18.5.0f0 | 32 | 2018 | Development | NI | NI-XNET 18.5.0f0
Vinnie | LabVIEW | 15.0.1 | 32 | 2015 | Development | NI | LabVIEW 2015 15.0.1 | LabVIEW 2015 SP1
Vinnie | Database Connectivity Toolkit | 15.0.0 | 32 | 2015 | Development | NI | Database Connectivity Toolkit 15.0.0 | NI Developer Suite 2015 DS2 Install
Vinnie | FPGA | 15.0.1 | 32 | 2015 | Development | NI | FPGA 15.0.1
Vinnie | Real-Time | 15.0.1 | 32 | 2015 | Development | NI | Real-Time 15.0.1 | NI Update Services
Vinnie | Real-Time Trace Viewer - LabVIEW 2015 Support | 15.0.1 | 32 | 2015 | Development | NI | Real-Time Trace Viewer - LabVIEW 2015 Support 15.0.1
Vinnie | Report Generation Toolkit For Microsoft Office | 15.0.0 | 32 | 2015 | Development | NI | Report Generation Toolkit For Microsoft Office 15.0.0 | NI Developer Suite 2015 DS2 Install
Vinnie | Vision Development Module | 18.5.0 | 32 | 2018 | Development | NI | Vision Development Module 18.5.0
Vinnie | LabVIEW | 14.0.1 | 32 | 2014 SP1 f11 | Runtime | NI | LabVIEW 2014 SP1 f11 14.0.1 | NI Update Services
Vinnie | LabVIEW | 15.0.1 | 32 | 2015 SP1 | Runtime | NI | LabVIEW 2015 SP1 15.0.1 | LabVIEW 2015 SP1
Vinnie | LabVIEW | 16.0.0 | 32 | 2016 f6 | Runtime | NI | LabVIEW 2016 f6 16.0.0
Vinnie | LabVIEW | 17.0.1 | 32 | 2017 SP1 f3 | Runtime | NI | LabVIEW 2017 SP1 f3 17.0.1
Vinnie | LabVIEW | 18.0.1 | 32 | 2018 SP1 f4 | Runtime | NI | LabVIEW 2018 SP1 f4 18.0.1
Vinnie | LabVIEW | 19.0.1 | 32 | 2019 SP1 f1 | Runtime | NI | LabVIEW 2019 SP1 f1 19.0.1
Scott | CompactRIO | 15.0.0 | 32 | 2015 | Development | NI | CompactRIO 15.0.0
Scott | C Series Module Support | 15.0.0 | 32 | 2015 | Development | NI | C Series Module Support 15.0.0 | NI Developer Suite 2015 DS2 Install
Scott | CVI | 15.0.0 | 32 | 2015 | Development | NI | CVI 15.0.0 | NI Developer Suite 2015 DS2 Install
Scott | Real-Time | 15.0.0 | 32 | 2015 | Development | NI | Real-Time 15.0.0 | NI Developer Suite 2015 DS2 Install
Scott | CVI AddOns |  | 32 | 2015 | Development | NI | CVI AddOns | NI Developer Suite 2015 DS2 Install
Scott | PID Toolkit | 2.1.0 | 32 | 2015 | Development | NI | PID Toolkit 2.1.0 | NI Developer Suite 2015 DS2 Install
Scott | Profiler Toolkit | 1.0.0 | 32 | 2015 | Development | NI | Profiler Toolkit 1.0.0 | NI Developer Suite 2015 DS2 Install
Scott | Real-Time Trace Viewer - CVI Support | 15.0.0 | 32 | 2015 | Development | NI | Real-Time Trace Viewer - CVI Support 15.0.0 | NI Developer Suite 2015 DS2 Install
Scott | Signal Processing Toolkit | 7.0.2 | 32 | 2015 | Development | NI | Signal Processing Toolkit 7.0.2 | NI Developer Suite 2015 DS2 Install
Scott | SQL Toolkit | 2.3.0 | 32 | 2015 | Development | NI | SQL Toolkit 2.3.0 | NI Developer Suite 2015 DS2 Install
Scott | CVI | 15.0.0.408 | 32 | 2015 | Runtime | NI | CVI 15.0.0.408 | LabVIEW 2015 SP1
Scott | NI-DAQmx Device Driver | 15.0.0f2 | 32 | 2015 | Development | NI | NI-DAQmx Device Driver 15.0.0f2 | NI Developer Suite 2015 DS2 Install
Scott | NI-DAQmx ADE Support | 15.0.0 | 32 | 2015 | Development | NI | NI-DAQmx ADE Support 15.0.0 | NI Developer Suite 2015 DS2 Install
Scott | NI-DAQmx MAX Configuration | 15.0.0 | 32 | 2015 | Development | NI | NI-DAQmx MAX Configuration 15.0.0 | NI Developer Suite 2015 DS2 Install
Scott | NI Script Editor | 14.0 | 32 | 2015 | Development | NI | NI Script Editor 14.0 | NI Developer Suite 2015 DS2 Install
Scott | NI-DMM |  | 32 | 2015 | Development | NI | NI-DMM | NI Developer Suite 2015 DS2 Install
Scott | NI-DMM Configuration Support | 15.0 | 32 | 2015 | Development | NI | NI-DMM Configuration Support 15.0 | NI Developer Suite 2015 DS2 Install
Scott | NI-DMM Development Support | 15.0 | 32 | 2015 | Development | NI | NI-DMM Development Support 15.0 | NI Developer Suite 2015 DS2 Install
Scott | NI-DMM | 15.0 | 32 | 2015 | Runtime | NI | NI-DMM 15.0 | NI Developer Suite 2015 DS2 Install
Scott | NI-DMM Soft Front Panel | 15.0 | 32 | 2015 | Development | NI | NI-DMM Soft Front Panel 15.0 | NI Developer Suite 2015 DS2 Install
Scott | NI-FGEN |  | 32 | 2015 | Development | NI | NI-FGEN | NI Developer Suite 2015 DS2 Install
Scott | NI-FGEN Configuration Support | 15.0 | 32 | 2015 | Development | NI | NI-FGEN Configuration Support 15.0 | NI Developer Suite 2015 DS2 Install
Scott | NI-FGEN Development Support | 15.0 | 32 | 2015 | Development | NI | NI-FGEN Development Support 15.0 | NI Developer Suite 2015 DS2 Install
Scott | NI-FGEN | 15.0 | 32 | 2015 | Runtime | NI | NI-FGEN 15.0 | NI Developer Suite 2015 DS2 Install
Scott | NI-FGEN Soft Front Panel | 15.0 | 32 | 2015 | Development | NI | NI-FGEN Soft Front Panel 15.0 | NI Developer Suite 2015 DS2 Install
Scott | NI-488.2 | 15.0.0 | 32 | 2015 | Runtime | NI | NI-488.2 15.0.0 | NI Developer Suite 2015 DS2 Install
Scott | NI-488.2 | 15.0.0 | 32 | 2015 | Development | NI | NI-488.2 15.0.0 | NI Developer Suite 2015 DS2 Install
Scott | NI I/O Trace | 15.0.0f0 | 32 | 2015 | Development | NI | NI I/O Trace 15.0.0f0 | NI Developer Suite 2015 DS2 Install
Scott | IVI Compliance Package | 15.0 | 32 | 2015 | Development | NI | IVI Compliance Package 15.0
Scott | LabVIEW | 15.0.1 | 32 | 2015 | Development | NI | LabVIEW 2015 15.0.1 | LabVIEW 2015 SP1
Scott | Advanced Signal Processing Toolkit | 15.0.0 | 32 | 2015 | Development | NI | Advanced Signal Processing Toolkit 15.0.0 | NI Developer Suite 2015 DS2 Install
Scott | Database Connectivity Toolkit | 15.0.0 | 32 | 2015 | Development | NI | Database Connectivity Toolkit 15.0.0 | NI Developer Suite 2015 DS2 Install
Scott | DataFinder Toolkit | 15.0.06020 | 32 | 2015 | Development | NI | DataFinder Toolkit 15.0.06020 | NI Developer Suite 2015 DS2 Install
Scott | Digital Filter Design Toolkit | 15.0.0 | 32 | 2015 | Development | NI | Digital Filter Design Toolkit 15.0.0 | NI Developer Suite 2015 DS2 Install
Scott | MathScript RT Module | 15.0.0 | 32 | 2015 | Development | NI | MathScript RT Module 15.0.0 | NI Developer Suite 2015 DS2 Install
Scott | Real-Time | 15.0.1 | 32 | 2015 | Development | NI | Real-Time 15.0.1 | NI Update Services
Scott | Real-Time Trace Viewer - LabVIEW 2015 Support | 15.0.1 | 32 | 2015 | Development | NI | Real-Time Trace Viewer - LabVIEW 2015 Support 15.0.1 | NI Update Services
Scott | Report Generation Toolkit For Microsoft Office | 15.0.0 | 32 | 2015 | Development | NI | Report Generation Toolkit For Microsoft Office 15.0.0 | NI Developer Suite 2015 DS2 Install
Scott | Statechart Module | 15.0.0 | 32 | 2015 | Development | NI | Statechart Module 15.0.0 | NI Developer Suite 2015 DS2 Install
Scott | Unit Test Framework Toolkit | 15.0.0 | 32 | 2015 | Development | NI | Unit Test Framework Toolkit 15.0.0 | NI Developer Suite 2015 DS2 Install
Scott | VI Analyzer Toolkit | 15.0.0 | 32 | 2015 | Development | NI | VI Analyzer Toolkit 15.0.0 | NI Developer Suite 2015 DS2 Install
Scott | LabVIEW | 15.0.0 | 64 | 2015 | Development | NI | LabVIEW 2015 15.0.0 | NI Developer Suite 2015 DS2 Install
Scott | LabVIEW | 12.0.1 | 32 | 2012 SP1 f9 | Runtime | NI | LabVIEW 2012 SP1 f9 12.0.1 | NI Developer Suite 2015 DS2 Install
Scott | LabVIEW | 12.0.1 | 64 | 2012 SP1 f9 | Runtime | NI | LabVIEW 2012 SP1 f9 12.0.1 | NI Developer Suite 2015 DS2 Install
Scott | Measurement & Automation Explorer | 15.3.0f0 | 32 | 2015 | Development | NI | Measurement & Automation Explorer 15.3.0f0 | LabVIEW 2015 SP1
Scott | Measurement Studio |  | 32 | 2010 | Development | NI | Measurement Studio | NI Developer Suite 2015 DS2 Install
Scott | Measurement Studio DotNET |  | 32 | 2010 | Development | NI | Measurement Studio DotNET | NI Developer Suite 2015 DS2 Install
Scott | Measurement Studio Common | 15.0.40.49154 | 32 | 2010 | Development | NI | Measurement Studio Common 15.0.40.49154 | NI Developer Suite 2015 DS2 Install
Scott | Measurement Studio Common | 15.0.40.49154 | 64 | 2010 | Development | NI | Measurement Studio Common 15.0.40.49154 | NI Developer Suite 2015 DS2 Install
Scott | NI-USI | 15.0.1.6118 | 32 | 2015 | Development | NI | NI-USI 15.0.1.6118 | LabVIEW 2015 SP1
Scott | NI-DCPower |  | 32 | 2015 | Development | NI | NI-DCPower | NI Developer Suite 2015 DS2 Install
Scott | NI-DCPower Configuration Support | 15.0 | 32 | 2015 | Development | NI | NI-DCPower Configuration Support 15.0 | NI Developer Suite 2015 DS2 Install
Scott | NI-DCPower Development Support | 15.0 | 32 | 2015 | Development | NI | NI-DCPower Development Support 15.0 | NI Developer Suite 2015 DS2 Install
Scott | NI-DCPower | 15.0 | 32 | 2015 | Runtime | NI | NI-DCPower 15.0 | NI Developer Suite 2015 DS2 Install
Scott | NI-DCPower Soft Front Panel | 15.0 | 32 | 2015 | Development | NI | NI-DCPower Soft Front Panel 15.0 | NI Developer Suite 2015 DS2 Install
Scott | NI-HSDIO |  | 32 | 2015 | Development | NI | NI-HSDIO | NI Developer Suite 2015 DS2 Install
Scott | NI-HSDIO Configuration Support | 15.0 | 32 | 2015 | Development | NI | NI-HSDIO Configuration Support 15.0 | NI Developer Suite 2015 DS2 Install
Scott | NI-HSDIO Development Support | 15.0 | 32 | 2015 | Development | NI | NI-HSDIO Development Support 15.0 | NI Developer Suite 2015 DS2 Install
Scott | NI-HSDIO | 15.0 | 32 | 2015 | Runtime | NI | NI-HSDIO 15.0 | NI Developer Suite 2015 DS2 Install
Scott | NI-HWS | 15.0.0 | 32 | 2015 | Development | NI | NI-HWS 15.0.0 | NI Developer Suite 2015 DS2 Install
Scott | NI PXI Platform Services Configuration | 15.0.0f1 | 32 | 2015 | Development | NI | NI PXI Platform Services Configuration 15.0.0f1 | NI Developer Suite 2015 DS2 Install
Scott | NI PXI Platform Services | 15.0.0f1 | 32 | 2015 | Runtime | NI | NI PXI Platform Services 15.0.0f1 | NI Developer Suite 2015 DS2 Install
Scott | NI-RIO | 15.0.0 | 32 | 2015 | Development | NI | NI-RIO 15.0.0 | NI Developer Suite 2015 DS2 Install
Scott | NI R Series Multifunction RIO | 15.0.0 | 32 | 2015 | Development | NI | NI R Series Multifunction RIO 15.0.0 | NI Developer Suite 2015 DS2 Install
Scott | NI-Sync | 15.0.0f0 | 32 | 2015 | Development | NI | NI-Sync 15.0.0f0 | NI Developer Suite 2015 DS2 Install
Scott | NI-TimeSync | 15.0.0f0 | 32 | 2015 | Development | NI | NI-TimeSync 15.0.0f0 | NI Developer Suite 2015 DS2 Install
Scott | FlexRIO | 15.0.0f0 | 32 | 2015 | Development | NI | FlexRIO 15.0.0f0 | NI Developer Suite 2015 DS2 Install
Scott | NI-PAL Software | 15.1.0 | 32 | 2015 | Development | NI | NI-PAL Software 15.1.0 | NI Update Services
Scott | NI 1588-2008 Network Management 15.0.0 | 15.0.0f0 | 32 | 2015 | Development | NI | NI 1588-2008 Network Management 15.0.0 15.0.0f0 | NI Developer Suite 2015 DS2 Install
Scott | NI-SCOPE | 15.0 | 32 | 2015 | Development | NI | NI-SCOPE 15.0 | NI Developer Suite 2015 DS2 Install
Scott | NI-SCOPE Configuration Support | 15.0 | 32 | 2015 | Development | NI | NI-SCOPE Configuration Support 15.0 | NI Developer Suite 2015 DS2 Install
Scott | NI-SCOPE Development Support | 15.0 | 32 | 2015 | Development | NI | NI-SCOPE Development Support 15.0 | NI Developer Suite 2015 DS2 Install
Scott | NI-SCOPE | 15.0 | 32 | 2015 | Runtime | NI | NI-SCOPE 15.0 | NI Developer Suite 2015 DS2 Install
Scott | NI-SCOPE Soft Front Panel | 15.0 | 32 | 2015 | Development | NI | NI-SCOPE Soft Front Panel 15.0 | NI Developer Suite 2015 DS2 Install
Scott | NI-Serial | 15.0.0f0 | 32 | 2015 | Runtime | NI | NI-Serial 15.0.0f0 | NI Developer Suite 2015 DS2 Install
Scott | NI-Serial Configuration | 15.0.0f0 | 32 | 2015 | Development | NI | NI-Serial Configuration 15.0.0f0 | NI Developer Suite 2015 DS2 Install
Scott | NI SignalExpress | 15.0 | 32 | 2015 | Development | NI | NI SignalExpress 15.0 | NI Developer Suite 2015 DS2 Install
Scott | NI-SWITCH | 15.0 | 32 | 2015 | Development | NI | NI-SWITCH 15.0 | NI Developer Suite 2015 DS2 Install
Scott | NI-SWITCH Configuration Support | 15.0 | 32 | 2015 | Development | NI | NI-SWITCH Configuration Support 15.0 | NI Developer Suite 2015 DS2 Install
Scott | NI-SWITCH Development Support | 15.0 | 32 | 2015 | Development | NI | NI-SWITCH Development Support 15.0 | NI Developer Suite 2015 DS2 Install
Scott | NI-SWITCH | 15.0 | 32 | 2015 | Runtime | NI | NI-SWITCH 15.0 | NI Developer Suite 2015 DS2 Install
Scott | NI-SWITCH Soft Front Panel | 15.0.0 | 32 | 2015 | Development | NI | NI-SWITCH Soft Front Panel 15.0.0 | NI Developer Suite 2015 DS2 Install
Scott | NI System Configuration | 15.3.0f0 | 32 | 2015 | Development | NI | NI System Configuration 15.3.0f0 | LabVIEW 2015 SP1
Scott | NI-TClk | 15.0 | 32 | 2015 | Development | NI | NI-TClk 15.0 | NI Developer Suite 2015 DS2 Install
Scott | NI-VISA | 15.5 | 32 | 2015 | Development | NI | NI-VISA 15.5 | NI Update Services
Scott | NiVisaServer.exe | 15.0.0.49152 | 32 | 2015 | Development | NI | NiVisaServer.exe 15.0.0.49152 | NI Developer Suite 2015 DS2 Install
Scott | NIvisaic.exe | 15.0.0.49152 | 32 | 2015 | Development | NI | NIvisaic.exe 15.0.0.49152 | NI Developer Suite 2015 DS2 Install
Scott | NI-VISA | 15.5 | 32 | 2015 | Runtime | NI | NI-VISA 15.5 | NI Update Services
Scott | LabVIEW | 13.0.1 | 32 | 2013 SP1 f6 | Runtime | NI | LabVIEW 2013 SP1 f6 13.0.1
Scott | LabVIEW | 14.0.1 | 32 | 2014 SP1 f11 | Runtime | NI | LabVIEW 2014 SP1 f11 14.0.1 | NI Update Services
Scott | LabVIEW | 15.0.1 | 32 | 2015 SP1 F10 | Runtime | NI | LabVIEW 2015 SP1 F10 15.0.1 | NI Update Services
Scott | LabVIEW | 14.0.1 | 64 | 2014 SP1 f11 | Runtime | NI | LabVIEW 2014 SP1 f11 14.0.1 | NI Update Services
Scott | LabVIEW | 15.0.0 | 64 | 2015 f2 | Runtime | NI | LabVIEW 2015 f2 15.0.0 | NI Update Services
Scott | NI-Industrial Communications for EtherCAT | 15.0.0f3 | 64 | 2015 | Development | NI | NI-Industrial Communications for EtherCAT 2015 15.0.0f3 | NI-Industrial Communications for EtherCAT on "Y' Drive

## Sheet1
Old |  | New
CompactRIO | 15.0.0
C Series Module Support | 15.0.0
CVI | 15.0.0
Real-Time | 15.0.0
CVI AddOns | LabWindows/CVI Shared AddOns
PID Toolkit | 2.1.0
Profiler Toolkit | 1.0.0
Real-Time Trace Viewer - CVI Support | 15.0.0
Signal Processing Toolkit | 7.0.2
SQL Toolkit | 2.3.0
CVI Runtime | 15.0.0.408
NI-DAQmx Device Driver | 15.0.0f2
NI-DAQmx ADE Support | 15.0.0
NI-DAQmx MAX Configuration | 15.0.0
NI Script Editor | 14
NI-DMM
Configuration Support | 15
Development Support | 15
Runtime | 15
NI-FGEN
Configuration Support | 15
Development Support | 15
Runtime | 15
FGEN Soft Front Panel | 15
NI-488.2 Runtime | 15.0.0
NI-488.2 | 15.0.0
NI I/O Trace | 15.0.0f0
IVI Compliance Package | 15
LabVIEW 2015 (64-bit) | 15.0.0
LabVIEW Runtime 2012 SP1 f9 | 12.0.1
LabVIEW Runtime 2012 SP1 f9 (64-bit) | 12.0.1
Measurement & Automation Explorer | 15.3.0f0
Measurement Studio | Visual Studio 2010 Support - See individual versions below.
DotNET
Common | 15.0.40.49154
Common (64-bit) | 15.0.40.49154
NI-USI | 15.0.1.6118
NI-DCPower
Configuration Support | 15
Development Support | 15
Runtime | 15
NI-DCPower Soft Front Panel | 15
NI-HSDIO
Configuration Support | 15
Development Support | 15
Runtime | 15
NI-HWS | 15.0.0
NI PXI Platform Services Configuration | 15.0.0f1
NI PXI Platform Services Runtime | 15.0.0f1
NI-RIO | 15.0.0
NI R Series Multifunction RIO | 15.0.0
NI-Sync | 15.0.0f0
NI-TimeSync | 15.0.0f0
FlexRIO | 15.0.0f0
NI-PAL Software | 15.1.0
NI 1588-2008 Network Management 15.0.0 | 15.0.0f0
NI-SCOPE
Configuration Support | 15
Development Support | 15
Runtime | 15
SCOPE Soft Front Panel | 15
NI-Serial Runtime | 15.0.0f0
NI-Serial Configuration | 15.0.0f0
NI SignalExpress | 15
NI-SWITCH | 15
Configuration Support | 15
Development Support | 15
Runtime | 15
Soft Front Panel | 15.0.0
NI System Configuration | 15.3.0f0
NI-TClk | 15
NI-VISA | 15.5
NiVisaServer.exe | 15.0.0.49152
NIvisaic.exe | 15.0.0.49152
NI-VISA Runtime | 15.5
LabVIEW | 15.0.1
Advanced Signal Processing Toolkit | 15.0.0
Database Connectivity Toolkit | 15.0.0
DataFinder Toolkit | 15.0.06020
Digital Filter Design Toolkit | 15.0.0
MathScript RT Module | 15.0.0
Real-Time | 15.0.1
Real-Time Trace Viewer - LabVIEW 2015 Support | 15.0.1
Report Generation Toolkit For Microsoft Office | 15.0.0
Statechart Module | 15
Unit Test Framework Toolkit | 15.0.0
VI Analyzer Toolkit | 15.0.0
LabVIEW Runtime 2013 SP1 f6 | 13.0.1
LabVIEW Runtime 2014 SP1 f11 | 14.0.1
LabVIEW Runtime 2015 SP1 f10 | 15.0.1
LabVIEW Runtime 2014 SP1 f11 (64-bit) | 14.0.1
LabVIEW Runtime 2015 f2 (64-bit) | 15.0.0
NI-Industrial Communications for EtherCAT | 15.0.0f3

## Cross Reference
**The Cross Reference removes all duplicated between users and shows what softwar versions need to be installed to achieve commonality.
Corey | Garrett | Spencer | Vinnie | Scott | Software Name | Version | Bitness | Year | Type | Mfg | Full Name | Installed with | C Only | G Only | Sp Only | V Only | Sc Only
Y | Y | Y | N | Y | Advanced Signal Processing Toolkit | 15.0.0 | 32 | 2015 | Development | NI | Advanced Signal Processing Toolkit 15.0.0 | NI Developer Suite 2015 DS2 Install | N | N | N | N | N
Y | Y | Y | N | Y | C Series Module Support | 15.0.0 | 32 | 2015 | Development | NI | C Series Module Support 15.0.0 | NI Developer Suite 2015 DS2 Install | N | N | N | N | N
N | N | N | Y | N | C Series Module Support | 15.5.0 | 32 | 2015 | Development | NI | C Series Module Support 15.5.0 | 0 | N | N | N | Y | N
N | N | N | Y | N | Caraya Unit Test Framework | 0.6.3.54 | 32 | N/A | Development | JKI | Caraya Unit Test Framework 0.6.3.54 | VIPM Community | N | N | N | Y | N
Y | Y | Y | N | Y | CompactRIO | 15.0.0 | 32 | 2015 | Development | NI | CompactRIO 15.0.0 | NI Developer Suite 2015 DS2 Install | N | N | N | N | N
N | N | N | Y | N | CompactRIO | 15.5.0 | 32 | 2015 | Development | NI | CompactRIO 15.5.0 | 0 | N | N | N | Y | N
N | N | N | Y | N | CompactRIO Suport | 15.5 | 32 | 2015 | C-RIO | NI | CompactRIO Suport 15.5 | 0 | N | N | N | Y | N
N | Y | N | N | N | CVI | 15.0.1.240 | 32 | 2015 SP1 | Runtime | NI | CVI 15.0.1.240 | 0 | N | Y | N | N | N
Y | N | Y | N | Y | CVI | 15.0.0.408 | 32 | 2015 | Runtime | NI | CVI 15.0.0.408 | LabVIEW 2015 SP1 | N | N | N | N | N
N | N | N | Y | N | CVI | 19.0.0.49154 | 32 | 2019 | Runtime | NI | CVI 19.0.0.49154 | 0 | N | N | N | Y | N
N | N | N | N | Y | CVI AddOns | 0 | 32 | 2015 | Development | NI | CVI AddOns | NI Developer Suite 2015 DS2 Install | N | N | N | N | Y
Y | Y | Y | Y | Y | Database Connectivity Toolkit | 15.0.0 | 32 | 2015 | Development | NI | Database Connectivity Toolkit 15.0.0 | NI Developer Suite 2015 DS2 Install | N | N | N | N | N
Y | Y | Y | N | Y | DataFinder Toolkit | 15.0.06020 | 32 | 2015 | Development | NI | DataFinder Toolkit 15.0.06020 | NI Developer Suite 2015 DS2 Install | N | N | N | N | N
N | N | N | Y | N | Delacor QMH | 4.0.0.28 | 32 | N/A | Development | Delacor | Delacor QMH 4.0.0.28 | NI LabVIEW Tools Network | N | N | N | Y | N
N | N | N | Y | N | Delacor QMH Event Scripter | 4.0.0.65 | 32 | N/A | Development | Delacor | Delacor QMH Event Scripter 4.0.0.65 | Unpublished | N | N | N | Y | N
N | N | N | Y | N | Delacor QMH Palette | 3.0.0.1 | 32 | N/A | Development | Delacor | Delacor QMH Palette 3.0.0.1 | NI LabVIEW Tools Network | N | N | N | Y | N
N | N | N | Y | N | Delacor QMH Project Template | 4.0.0.47 | 32 | N/A | Development | Delacor | Delacor QMH Project Template 4.0.0.47 | NI LabVIEW Tools Network | N | N | N | Y | N
N | N | N | Y | N | Delacor QMH Thermal Chamber Examples | 4.0.0.21 | 32 | N/A | Development | Delacor | Delacor QMH Thermal Chamber Examples 4.0.0.21 | NI LabVIEW Tools Network | N | N | N | Y | N
Y | Y | Y | N | Y | Digital Filter Design Toolkit | 15.0.0 | 32 | 2015 | Development | NI | Digital Filter Design Toolkit 15.0.0 | NI Developer Suite 2015 DS2 Install | N | N | N | N | N
N | N | N | Y | N | DMC UX Toolkit | 1.0.0.2 | 32 | N/A | Development | DMC | DMC UX Toolkit 1.0.0.2 | Unpublished | N | N | N | Y | N
N | N | N | Y | N | FieldPoint | 15 | 32 | 2015 | Development | NI | FieldPoint 15 | 0 | N | N | N | Y | N
Y | Y | Y | N | Y | FlexRIO | 15.0.0f0 | 32 | 2015 | Development | NI | FlexRIO 15.0.0f0 | NI Developer Suite 2015 DS2 Install | N | N | N | N | N
N | N | N | Y | N | FlexRIO | 15.5.0f0 | 32 | 2015 | Development | NI | FlexRIO 15.5.0f0 | 0 | N | N | N | Y | N
N | N | N | Y | N | FPGA | 15.0.1 | 32 | 2015 | Development | NI | FPGA 15.0.1 | 0 | N | N | N | Y | N
N | N | N | Y | N | Gpower Array Library | 2016.2.0.27 | 32 | 2016 | Development | Gpower | Gpower Array Library 2016.2.0.27 | JKI VIPM | N | N | N | Y | N
N | N | N | Y | N | GPower All Toolsets | 2017.0.0.11 | 32 | N/A | Development | GPower | GPower All Toolsets 2017.0.0.11 | NI LabVIEW Tools Network | N | N | N | Y | N
N | N | N | Y | N | GPower Array | 2016.2.0.27 | 32 | N/A | Development | GPower | GPower Array 2016.2.0.27 | NI LabVIEW Tools Network | N | N | N | Y | N
N | N | N | Y | N | GPower Comparison | 2016.0.0.4 | 32 | N/A | Development | GPower | GPower Comparison 2016.0.0.4 | NI LabVIEW Tools Network | N | N | N | Y | N
N | N | N | Y | N | GPower Error & Warning | 2014.0.0.38 | 32 | N/A | Development | GPower | GPower Error & Warning 2014.0.0.38 | NI LabVIEW Tools Network | N | N | N | Y | N
N | N | N | Y | N | GPower Events | 2012.0.0.7 | 32 | N/A | Development | GPower | GPower Events 2012.0.0.7 | NI LabVIEW Tools Network | N | N | N | Y | N
N | N | N | Y | N | GPower Math | 2012.1.0.6 | 32 | N/A | Development | GPower | GPower Math 2012.1.0.6 | NI LabVIEW Tools Network | N | N | N | Y | N
N | N | N | Y | N | GPower Numeric | 2016.2.0.14 | 32 | N/A | Development | GPower | GPower Numeric 2016.2.0.14 | NI LabVIEW Tools Network | N | N | N | Y | N
N | N | N | Y | N | GPower Overflow | 2014.0.0.4 | 32 | N/A | Development | GPower | GPower Overflow 2014.0.0.4 | NI LabVIEW Tools Network | N | N | N | Y | N
N | N | N | Y | N | GPower String | 2016.1.0.11 | 32 | N/A | Development | GPower | GPower String 2016.1.0.11 | NI LabVIEW Tools Network | N | N | N | Y | N
N | N | N | Y | N | GPower Timing | 2017.0.0.26 | 32 | N/A | Development | GPower | GPower Timing 2017.0.0.26 | NI LabVIEW Tools Network | N | N | N | Y | N
N | N | N | Y | N | GPower VI Launcher | 2012.2.0.26 | 32 | N/A | Development | GPower | GPower VI Launcher 2012.2.0.26 | NI LabVIEW Tools Network | N | N | N | Y | N
N | N | N | Y | N | GPower VI Register | 2016.0.0.31 | 32 | N/A | Development | GPower | GPower VI Register 2016.0.0.31 | NI LabVIEW Tools Network | N | N | N | Y | N
N | N | N | Y | N | HTTP Client with SSL Support | 15.0.0 | 32 | 2015 | C-RIO | NI | HTTP Client with SSL Support 15.0.0 | 0 | N | N | N | Y | N
N | N | N | Y | N | I/O Variable Remorte Configuration Web Server | 0 | 32 | N/A | C-RIO | NI | I/O Variable Remorte Configuration Web Server | 0 | N | N | N | Y | N
N | N | N | Y | N | Hardware Configuration and Web Support | 15.0.0 | 32 | 2015 | C-RIO | NI | Hardware Configuration and Web Support 15.0.0 | 0 | N | N | N | Y | N
N | N | N | Y | N | Image Processing and Machine Vision | 19.5.0.49152 | 32 | 2019 | Development | NI | Image Processing and Machine Vision 19.5.0.49152 | 0 | N | N | N | Y | N
N | N | N | Y | N | Image Services | 19.5.0.49152 | 32 | 2019 | Development | NI | Image Services 19.5.0.49152 | 0 | N | N | N | Y | N
Y | Y | Y | N | Y | IVI Compliance Package | 15.0 | 32 | 2015 | Development | NI | IVI Compliance Package 15.0 | NI Developer Suite 2015 DS2 Install | N | N | N | N | N
N | N | N | Y | N | JKI VIPM | 0 | 0 | N/A | Development | JKI | JKI VIPM | 0 | N | N | N | Y | N
N | N | N | Y | N | JKI State Machine | 3.0.0.8 | 32 | N/A | Development | JKI | JKI State Machine 3.0.0.8 | VIPM Community | N | N | N | Y | N
N | N | N | Y | N | JKI State Machine Editor | 2013.6.3.239 | 32 | N/A | Development | JKI | JKI State Machine Editor 2013.6.3.239 | VIPM Community | N | N | N | Y | N
N | N | N | Y | N | JKI State Machine Objects (SMO) | 1.3.0.56 | 32 | N/A | Development | JKI | JKI State Machine Objects (SMO) 1.3.0.56 | VIPM Community | N | N | N | Y | N
N | N | N | Y | N | IVI Engine | 15.0.0.f0 | 32 | 2015 | Development | NI | IVI Engine 15.0.0.f0 | 0 | N | N | N | Y | N
N | N | N | Y | N | IVI Driver Toolset | 1.5 | 32 | N/A | Development | NI | IVI Driver Toolset 1.5 | 0 | N | N | N | Y | N
Y | Y | Y | Y | Y | LabVIEW | 12.0.1 | 32 | 2012 SP1 f9 | Runtime | NI | LabVIEW 2012 SP1 f9 12.0.1 | NI Developer Suite 2015 DS2 Install | N | N | N | N | N
Y | Y | Y | N | Y | LabVIEW | 12.0.1 | 64 | 2012 SP1 f9 | Runtime | NI | LabVIEW 2012 SP1 f9 12.0.1 | NI Developer Suite 2015 DS2 Install | N | N | N | N | N
Y | Y | Y | N | Y | LabVIEW | 13.0.1 | 32 | 2013 SP1 f6 | Runtime | NI | LabVIEW 2013 SP1 f6 13.0.1 | NI Developer Suite 2015 DS2 Install | N | N | N | N | N
Y | N | Y | Y | Y | LabVIEW | 14.0.1 | 32 | 2014 SP1 f11 | Runtime | NI | LabVIEW 2014 SP1 f11 14.0.1 | NI Update Services | N | N | N | N | N
Y | N | Y | Y | Y | LabVIEW | 14.0.1 | 64 | 2014 SP1 f11 | Runtime | NI | LabVIEW 2014 SP1 f11 14.0.1 | NI Update Services | N | N | N | N | N
N | N | N | Y | N | LabVIEW | 15 | 32 | 2015 SP1 f7 | Development | NI | LabVIEW 2015 SP1 f7 15 | 0 | N | N | N | Y | N
N | N | N | N | Y | LabVIEW | 15.0.0 | 64 | 2015 | Development | NI | LabVIEW 2015 15.0.0 | NI Developer Suite 2015 DS2 Install | N | N | N | N | Y
N | N | N | N | Y | LabVIEW | 15.0.0 | 64 | 2015 f2 | Runtime | NI | LabVIEW 2015 f2 15.0.0 | NI Update Services | N | N | N | N | Y
Y | Y | Y | N | Y | LabVIEW | 15.0.1 | 32 | 2015 SP1 f10 | Development | NI | LabVIEW 2015 SP1 f10 15.0.1 | NI Update Services | Y | N | N | N | N
Y | Y | Y | Y | Y | LabVIEW | 15.0.1 | 32 | 2015 SP1 | Runtime | NI | LabVIEW 2015 SP1 15.0.1 | LabVIEW 2015 SP1 | N | N | N | N | N
N | N | N | Y | Y | LabVIEW | 15.0.1 | 32 | 2015 | Development | NI | LabVIEW 2015 15.0.1 | LabVIEW 2015 SP1 | N | N | N | N | Y
N | N | N | Y | N | LabVIEW | 18.0.1 | 64 | 2018 SP1 | Runtime | NI | LabVIEW 2018 SP1 18.0.1 | 0 | N | N | N | Y | N
N | N | N | Y | N | LabVIEW | 16.0.0 | 32 | 2016 f6 | Runtime | NI | LabVIEW 2016 f6 16.0.0 | 0 | N | N | N | Y | N
N | N | N | Y | N | LabVIEW | 17.0.1 | 32 | 2017 SP1 f3 | Runtime | NI | LabVIEW 2017 SP1 f3 17.0.1 | 0 | N | N | N | Y | N
N | N | N | Y | N | LabVIEW | 18.0.1 | 32 | 2018 SP1 f4 | Runtime | NI | LabVIEW 2018 SP1 f4 18.0.1 | 0 | N | N | N | Y | N
N | N | N | Y | N | LabVIEW | 19.0.1 | 32 | 2019 SP1 f1 | Runtime | NI | LabVIEW 2019 SP1 f1 19.0.1 | 0 | N | N | N | Y | N
Y | N | N | N | N | LabVIEW | 19.0.1 | 32 | 2019 SP1 f3 | Runtime | NI | LabVIEW 2019 SP1 f3 19.0.1 | 0 | Y | N | N | N | N
N | N | Y | N | N | LabVIEW | 19.0.1 | 32 | 2019 SP1 f5 | Runtime | NI | LabVIEW 2019 SP1 f5 19.0.1 | 0 | N | N | Y | N | N
N | Y | N | N | N | LabVIEW | 20.0.1 | 64 | 2020 SP1 f1 | Runtime | NI | LabVIEW 2020 SP1 f1 20.0.1 | 0 | N | Y | N | N | N
N | N | N | Y | N | LabVIEW Real-Time | 15.0.1 | 32 | 2015 | C-RIO | NI | LabVIEW Real-Time 15.0.1 | 0 | N | N | N | Y | N
N | Y | N | N | N | LabWindows/CVI | 15.0.0 | 32 | 2015 | Development | NI | LabWindows/CVI 15.0.0 | 0 | N | Y | N | N | N
N | Y | N | N | N | LabWindows/CVI Shared Add-Ons | 0 | 32 | N/A | Development | NI | LabWindows/CVI Shared Add-Ons | 0 | N | Y | N | N | N
N | N | N | Y | N | LAVA Palette | 1.0.0.1 | 32 | N/A | Development | LAVA | LAVA Palette 1.0.0.1 | NI LabVIEW Tools Network | N | N | N | Y | N
Y | N | N | N | Y | MathScript RT Module | 15.0.0 | 32 | 2015 | Development | NI | MathScript RT Module 15.0.0 | NI Developer Suite 2015 DS2 Install | Y | N | N | N | N
Y | Y | Y | N | Y | Measurement & Automation Explorer | 15.3.0f0 | 32 | 2015 | Development | NI | Measurement & Automation Explorer 15.3.0f0 | LabVIEW 2015 SP1 | N | N | N | N | N
N | N | N | Y | N | Measurement & Automation Explorer | 19.5.0f0 | 32 | 2019 | Development | NI | Measurement & Automation Explorer 19.5.0f0 | 0 | N | N | N | Y | N
Y | Y | Y | N | Y | Measurement Studio | 0 | 32 | 2010 | Development | NI | Measurement Studio | NI Developer Suite 2015 DS2 Install | N | N | N | N | N
Y | Y | N | N | Y | Measurement Studio DotNET | 0 | 32 | 2010 | Development | NI | Measurement Studio DotNET | NI Developer Suite 2015 DS2 Install | N | N | N | N | N
Y | Y | N | Y | Y | Measurement Studio Common | 15.0.40.49154 | 32 | 2010 | Development | NI | Measurement Studio Common 15.0.40.49154 | NI Developer Suite 2015 DS2 Install | N | N | N | N | N
Y | Y | N | Y | Y | Measurement Studio Common | 15.0.40.49154 | 64 | 2010 | Development | NI | Measurement Studio Common 15.0.40.49154 | NI Developer Suite 2015 DS2 Install | N | N | N | N | N
N | N | N | Y | N | Measurement Studio | 0 | 32 | 2005 | Development | NI | Measurement Studio | 0 | N | N | N | Y | N
N | N | N | Y | N | Measurement Studio DotNET | 0 | 32 | 2005 | Development | NI | Measurement Studio DotNET | 0 | N | N | N | Y | N
N | N | N | Y | N | Measurement Studio Common | 12.0.20.258 | 32 | 2005 | Development | NI | Measurement Studio Common 12.0.20.258 | 0 | N | N | N | Y | N
N | N | N | Y | N | Measurement Studio | 0 | 32 | 2018 | Development | NI | Measurement Studio | 0 | N | N | N | Y | N
N | N | N | Y | N | Measurement Studio DotNET | 0 | 32 | 2018 | Development | NI | Measurement Studio DotNET | 0 | N | N | N | Y | N
N | N | N | Y | N | Measurement Studio Common | 13.5.35.173 | 32 | 2018 | Development | NI | Measurement Studio Common 13.5.35.173 | 0 | N | N | N | Y | N
N | N | N | Y | N | Measurement Studio Common | 13.5.35.173 | 64 | 2018 | Development | NI | Measurement Studio Common 13.5.35.173 | 0 | N | N | N | Y | N
N | N | N | Y | N | Measurement Studio Vision | 0 | 32 | 2005 | Development | NI | Measurement Studio Vision | 0 | N | N | N | Y | N
N | N | N | Y | N | Measurement Studio Vision | 0 | 32 | 2018 | Development | NI | Measurement Studio Vision | 0 | N | N | N | Y | N
N | N | N | Y | N | MGI 1D Array | 1.0.2.3 | 32 | N/A | Development | MGI | MGI 1D Array 1.0.2.3 | NI LabVIEW Tools Network | N | N | N | Y | N
N | N | N | Y | N | MGI 2D Array | 1.1.1.5 | 32 | N/A | Development | MGI | MGI 2D Array 1.1.1.5 | NI LabVIEW Tools Network | N | N | N | Y | N
N | N | N | Y | N | MGI Actor Framework Message Maker | 1.0.1.6 | 32 | N/A | Development | MGI | MGI Actor Framework Message Maker 1.0.1.6 | NI LabVIEW Tools Network | N | N | N | Y | N
N | N | N | Y | N | MGI Application Control | 1.1.1.10 | 32 | N/A | Development | MGI | MGI Application Control 1.1.1.10 | NI LabVIEW Tools Network | N | N | N | Y | N
N | N | N | Y | N | MGI Bezier | 1.1.1.2 | 32 | N/A | Development | MGI | MGI Bezier 1.1.1.2 | NI LabVIEW Tools Network | N | N | N | Y | N
N | N | N | Y | N | MGI Boolean | 1.0.1.3 | 32 | N/A | Development | MGI | MGI Boolean 1.0.1.3 | NI LabVIEW Tools Network | N | N | N | Y | N
N | N | N | Y | N | MGI Class Method Browser | 1.0.0.20 | 32 | N/A | Development | MGI | MGI Class Method Browser 1.0.0.20 | NI LabVIEW Tools Network | N | N | N | Y | N
N | N | N | Y | N | MGI Cluster | 1.1.0.1 | 32 | N/A | Development | MGI | MGI Cluster 1.1.0.1 | NI LabVIEW Tools Network | N | N | N | Y | N
N | N | N | Y | N | MGI Coordinates | 1.1.1.2 | 32 | N/A | Development | MGI | MGI Coordinates 1.1.1.2 | NI LabVIEW Tools Network | N | N | N | Y | N
N | N | N | Y | N | MGI Error Handling | 1.1.1.3 | 32 | N/A | Development | MGI | MGI Error Handling 1.1.1.3 | NI LabVIEW Tools Network | N | N | N | Y | N
N | N | N | Y | N | MGI Error Reporter | 1.0.2.5 | 32 | N/A | Development | MGI | MGI Error Reporter 1.0.2.5 | NI LabVIEW Tools Network | N | N | N | Y | N
N | N | N | Y | N | MGI File | 1.1.0.4 | 32 | N/A | Development | MGI | MGI File 1.1.0.4 | NI LabVIEW Tools Network | N | N | N | Y | N
N | N | N | Y | N | MGI Graph | 1.0.2.6 | 32 | N/A | Development | MGI | MGI Graph 1.0.2.6 | NI LabVIEW Tools Network | N | N | N | Y | N
N | N | N | Y | N | MGI Library | 1.2.0.4 | 32 | N/A | Development | MGI | MGI Library 1.2.0.4 | NI LabVIEW Tools Network | N | N | N | Y | N
N | N | N | Y | N | MGI Matrix & Vector | 1.1.0.1 | 32 | N/A | Development | MGI | MGI Matrix & Vector 1.1.0.1 | NI LabVIEW Tools Network | N | N | N | Y | N
N | N | N | Y | N | MGI Menu Building | 1.0.1.4 | 32 | N/A | Development | MGI | MGI Menu Building 1.0.1.4 | NI LabVIEW Tools Network | N | N | N | Y | N
N | N | N | Y | N | MGI Monitored Actor | 2.0.0.23 | 32 | N/A | Development | MGI | MGI Monitored Actor 2.0.0.23 | NI LabVIEW Tools Network | N | N | N | Y | N
N | N | N | Y | N | MGI Numeric | 1.1.0.2 | 32 | N/A | Development | MGI | MGI Numeric 1.1.0.2 | NI LabVIEW Tools Network | N | N | N | Y | N
N | N | N | Y | N | MGI Panel Manager | 1.0.1.4 | 32 | N/A | Development | MGI | MGI Panel Manager 1.0.1.4 | NI LabVIEW Tools Network | N | N | N | Y | N
N | N | N | Y | N | MGI Panel Manager - DQMH Panels | 1.0.1.6 | 32 | N/A | Development | MGI | MGI Panel Manager - DQMH Panels 1.0.1.6 | NI LabVIEW Tools Network | N | N | N | Y | N
N | N | N | Y | N | MGI Picture & Image | 1.0.2.1 | 32 | N/A | Development | MGI | MGI Picture & Image 1.0.2.1 | NI LabVIEW Tools Network | N | N | N | Y | N
N | N | N | Y | N | MGI Read/Write Anything | 2.1.4.4 | 32 | N/A | Development | MGI | MGI Read/Write Anything 2.1.4.4 | NI LabVIEW Tools Network | N | N | N | Y | N
N | N | N | Y | N | MGI Robust XML | 1.0.3.4 | 32 | N/A | Development | MGI | MGI Robust XML 1.0.3.4 | NI LabVIEW Tools Network | N | N | N | Y | N
N | N | N | Y | N | MGI Spline | 1.1.0.1 | 32 | N/A | Development | MGI | MGI Spline 1.1.0.1 | NI LabVIEW Tools Network | N | N | N | Y | N
N | N | N | Y | N | MGI String | 1.1.1.5 | 32 | N/A | Development | MGI | MGI String 1.1.1.5 | NI LabVIEW Tools Network | N | N | N | Y | N
N | N | N | Y | N | MGI Timing | 1.1.0.2 | 32 | N/A | Development | MGI | MGI Timing 1.1.0.2 | NI LabVIEW Tools Network | N | N | N | Y | N
N | N | N | Y | N | MGI Tools | 1.0.0.4 | 32 | N/A | Development | MGI | MGI Tools 1.0.0.4 | NI LabVIEW Tools Network | N | N | N | Y | N
N | N | N | Y | N | MGI Tree | 1.0.4.4 | 32 | N/A | Development | MGI | MGI Tree 1.0.4.4 | NI LabVIEW Tools Network | N | N | N | Y | N
N | N | N | Y | N | MGI User Interface | 1.0.1.11 | 32 | N/A | Development | MGI | MGI User Interface 1.0.1.11 | NI LabVIEW Tools Network | N | N | N | Y | N
N | N | N | Y | N | MGI WSA Framework | 1.0.0.27 | 32 | N/A | Development | MGI | MGI WSA Framework 1.0.0.27 | NI LabVIEW Tools Network | N | N | N | Y | N
Y | Y | Y | Y | Y | NI 1588-2008 Network Management | 15.0.0f0 | 32 | 2015 | Development | NI | NI 1588-2008 Network Management 15.0.0f0 | NI Developer Suite 2015 DS2 Install | N | N | N | N | N
Y | Y | Y | Y | Y | NI I/O Trace | 15.0.0f0 | 32 | 2015 | Development | NI | NI I/O Trace 15.0.0f0 | NI Developer Suite 2015 DS2 Install | N | N | N | N | N
N | Y | Y | N | Y | NI PXI Platform Services | 19.5.0f0 | 32 | 2019 | Runtime | NI | NI PXI Platform Services 19.5.0f0 | 0 | N | N | Y | N | N
N | N | N | N | Y | NI PXI Platform Services | 15.0.0f1 | 32 | 2015 | Runtime | NI | NI PXI Platform Services 15.0.0f1 | NI Developer Suite 2015 DS2 Install | N | N | N | N | Y
Y | N | Y | N | Y | NI PXI Platform Services Configuration | 15.0.0f1 | 32 | 2015 | Development | NI | NI PXI Platform Services Configuration 15.0.0f1 | NI Developer Suite 2015 DS2 Install | N | N | N | N | N
Y | N | N | N | N | NI PXI Platform Services Configuration | 19.5.0f0 | 32 | 2019 | Development | NI | NI PXI Platform Services Configuration 19.5.0f0 | 0 | Y | N | N | N | N
N | Y | N | N | N | NI PXI Platform Services Configuration | 15.1.0f0 | 32 | 2015 | Development | NI | NI PXI Platform Services Configuration 15.1.0f0 | 0 | N | Y | N | N | N
Y | Y | Y | N | Y | NI R Series Multifunction RIO | 15.0.0 | 32 | 2015 | Development | NI | NI R Series Multifunction RIO 15.0.0 | NI Developer Suite 2015 DS2 Install | N | N | N | N | N
Y | Y | Y | N | Y | NI Script Editor | 14.0 | 32 | 2014 | Development | NI | NI Script Editor 14.0 | NI Developer Suite 2015 DS2 Install | N | N | N | N | N
Y | Y | Y | N | Y | NI SignalExpress | 2015 | 32 | 2015 | Development | NI | NI SignalExpress 2015 | NI Developer Suite 2015 DS2 Install | N | N | N | N | N
Y | Y | Y | Y | N | NI System Configuration | 19.5.0f0 | 32 | 2019 | Development | NI | NI System Configuration 19.5.0f0 | 0 | N | N | N | N | N
N | N | N | N | Y | NI System Configuration | 15.3.0f0 | 32 | 2015 | Development | NI | NI System Configuration 15.3.0f0 | LabVIEW 2015 SP1 | N | N | N | N | Y
N | N | N | Y | N | Network Streams | 15.0 | 32 | 2015 | C-RIO | NI | Network Streams 15.0 | 0 | N | N | N | Y | N
N | N | N | Y | N | Network Variable Engine | 15.0.0 | 32 | 2015 | C-RIO | NI | Network Variable Engine 15.0.0 | 0 | N | N | N | Y | N
N | N | N | Y | N | Network Configuration Web Support | 15.0.0 | 32 | 2015 | C-RIO | NI | Network Configuration Web Support 15.0.0 | 0 | N | N | N | Y | N
N | N | N | Y | N | NI Asynchronous Message Communication (AMC) Library | 3.3.1.22 | 32 | N/A | Development | NI | NI Asynchronous Message Communication (AMC) Library 3.3.1.22 | NI LabVIEW Tools Network | N | N | N | Y | N
N | N | N | Y | N | NI 1588-2008 Network Management | 15.0.0f0 | 32 | 2015 | Development | NI | NI 1588-2008 Network Management 15.0.0f0 | NI Developer Suite 2015 DS2 Install | N | N | N | Y | N
N | N | N | Y | N | NI String Tools Library | 2.0.0.5 | 32 | N/A | Development | NI | NI String Tools Library 2.0.0.5 | JKI VIPM | N | N | N | Y | N
N | N | N | Y | N | NI CompactRIO Information (CRI) Library | 2015.0.0.1 | 32 | 2015 | Development | NI | NI CompactRIO Information (CRI) Library 2015.0.0.1 | JKI VIPM | N | N | N | Y | N
N | N | N | Y | N | NI CompactRIO | 15.5 | 32 | 2018 | C-RIO | NI | NI CompactRIO 15.5 | 0 | N | N | N | Y | N
N | N | N | Y | N | NI Scan Engine | 4.4 | 32 | N/A | C-RIO | NI | NI Scan Engine 4.4 | 0 | N | N | N | Y | N
N | N | N | Y | N | NI-Industrial Communications for EtherCAT | 0 | 32 | N/A | C-RIO | NI | NI-Industrial Communications for EtherCAT | 0 | N | N | N | Y | N
N | N | N | Y | N | NI Serial 9870 and 9871 Scan Enginer Support | 0 | 32 | N/A | C-RIO | NI | NI Serial 9870 and 9871 Scan Enginer Support | 0 | N | N | N | Y | N
N | N | N | Y | N | NI GXML | 1.4.2.8 | 32 | N/A | Development | NI | NI GXML 1.4.2.8 | NI LabVIEW Tools Network | N | N | N | Y | N
N | N | N | Y | N | NI Keyed Array Library | 2.0.0.11 | 32 | N/A | Development | NI | NI Keyed Array Library 2.0.0.11 | NI LabVIEW Tools Network | N | N | N | Y | N
N | N | N | Y | N | NI Modbus Library | 1.2.1.42 | 32 | N/A | Development | NI | NI Modbus Library 1.2.1.42 | NI LabVIEW Tools Network | N | N | N | Y | N
N | N | N | Y | N | NI I/O Trace | 18.5.0f0 | 32 | 2018 | Development | NI | NI I/O Trace 18.5.0f0 | NI Developer Suite 2015 DS2 Install | N | N | N | Y | N
N | N | N | Y | N | NI PXI Platform Services Configuration | 18.5.0f2 | 32 | 2018 | Development | NI | NI PXI Platform Services Configuration 18.5.0f2 | 0 | N | N | N | Y | N
N | N | N | Y | N | NI PXI Platform Services | 19.5.0f0 | 32 | 2019 | Runtime | NI | NI PXI Platform Services 19.5.0f0 | 0 | N | N | N | Y | N
N | N | N | Y | N | NI R Series Multifunction RIO | 15.5.0 | 32 | 2015 | Development | NI | NI R Series Multifunction RIO 15.5.0 | 0 | N | N | N | Y | N
N | N | N | Y | N | NI System Configuration Remote Support | 0 | 32 | N/A | C-RIO | NI | NI System Configuration Remote Support | 0 | N | N | N | Y | N
N | N | N | Y | N | NI Systems Configuration | 15.3.0 | 32 | 2015 | C-RIO | NI | NI Systems Configuration 15.3.0 | 0 | N | N | N | Y | N
N | N | N | Y | N | NI Web-based Configuration and Monitoring | 0 | 32 | N/A | C-RIO | NI | NI Web-based Configuration and Monitoring | 0 | N | N | N | Y | N
N | N | N | Y | N | NI Wireless Certificate Web Services | 15.0.0 | 32 | 2015 | C-RIO | NI | NI Wireless Certificate Web Services 15.0.0 | 0 | N | N | N | Y | N
N | N | N | Y | N | NI System Configuration | 19.5.0f0 | 32 | 2019 | Development | NI | NI System Configuration 19.5.0f0 | 0 | N | N | N | Y | N
N | N | N | Y | N | NI Web-based Configuration and Monitoring | 0 | 32 | N/A | C-RIO | NI | NI Web-based Configuration and Monitoring | 0 | N | N | N | Y | N
N | N | N | Y | N | NI Wireless Certificate Web Services | 15.0.0 | 32 | 2015 | C-RIO | NI | NI Wireless Certificate Web Services 15.0.0 | 0 | N | N | N | Y | N
Y | Y | Y | N | Y | NI-488.2 | 15.0.0 | 32 | 2015 | Development | NI | NI-488.2 15.0.0 | NI Developer Suite 2015 DS2 Install | N | N | N | N | N
N | N | N | N | Y | NI-488.2 | 15.0.0 | 32 | 2015 | Runtime | NI | NI-488.2 15.0.0 | NI Developer Suite 2015 DS2 Install | N | N | N | N | Y
Y | Y | Y | Y | N | NI-488.2 | 19.5.0 | 32 | 2019 | Runtime | NI | NI-488.2 19.5.0 | 0 | N | N | N | N | N
N | N | N | Y | N | NI-488.2 | 15.5.0 | 32 | 2019 | Development | NI | NI-488.2 15.5.0 | 0 | N | N | N | Y | N
N | N | N | Y | N | NI-CAN | 15.0.0f0 | 32 | 2015 | Development | NI | NI-CAN 15.0.0f0 | 0 | N | N | N | Y | N
Y | Y | Y | N | Y | NI-DAQmx ADE Support | 15.0.0 | 32 | 2015 | Development | NI | NI-DAQmx ADE Support 15.0.0 | NI Developer Suite 2015 DS2 Install | N | N | N | N | N
Y | Y | Y | N | Y | NI-DAQmx Device Driver | 15.0.0f2 | 32 | 2015 | Development | NI | NI-DAQmx Device Driver 15.0.0f2 | NI Developer Suite 2015 DS2 Install | N | N | N | N | N
Y | Y | Y | N | Y | NI-DAQmx MAX Configuration | 15.0.0 | 32 | 2015 | Development | NI | NI-DAQmx MAX Configuration 15.0.0 | NI Developer Suite 2015 DS2 Install | N | N | N | N | N
N | N | N | Y | N | NI-DAQmx Device Driver | 19.5.0f0 | 32 | 2019 | Development | NI | NI-DAQmx Device Driver 19.5.0f0 | 0 | N | N | N | Y | N
N | N | N | Y | N | NI-DAQmx ADE Support | 18.5.0 | 32 | 2018 | Development | NI | NI-DAQmx ADE Support 18.5.0 | 0 | N | N | N | Y | N
N | N | N | Y | N | NI-DAQmx MAX Configuration | 18.5.0 | 32 | 2018 | Development | NI | NI-DAQmx MAX Configuration 18.5.0 | 0 | N | N | N | Y | N
Y | Y | Y | N | Y | NI-DCPower | 15.0 | 32 | 2015 | Development | NI | NI-DCPower 15.0 | NI Developer Suite 2015 DS2 Install | N | N | N | N | N
Y | Y | Y | N | Y | NI-DCPower Configuration Support | 15.0 | 32 | 2015 | Development | NI | NI-DCPower Configuration Support 15.0 | NI Developer Suite 2015 DS2 Install | N | N | N | N | N
Y | Y | Y | N | Y | NI-DCPower Development Support | 15.0 | 32 | 2015 | Development | NI | NI-DCPower Development Support 15.0 | NI Developer Suite 2015 DS2 Install | N | N | N | N | N
Y | Y | Y | N | Y | NI-DCPower | 15.0 | 32 | 2015 | Runtime | NI | NI-DCPower 15.0 | NI Developer Suite 2015 DS2 Install | N | N | N | N | N
Y | Y | Y | N | Y | NI-DCPower Soft Front Panel | 15.0 | 32 | 2015 | Development | NI | NI-DCPower Soft Front Panel 15.0 | NI Developer Suite 2015 DS2 Install | N | N | N | N | N
Y | Y | Y | N | Y | NI-DMM | 15.0 | 32 | 2015 | Development | NI | NI-DMM 15.0 | NI Developer Suite 2015 DS2 Install | N | N | N | N | N
Y | Y | Y | N | Y | NI-DMM Configuration Support | 15.0 | 32 | 2015 | Development | NI | NI-DMM Configuration Support 15.0 | NI Developer Suite 2015 DS2 Install | N | N | N | N | N
Y | Y | Y | N | Y | NI-DMM Development Support | 15.0 | 32 | 2015 | Development | NI | NI-DMM Development Support 15.0 | NI Developer Suite 2015 DS2 Install | N | N | N | N | N
Y | Y | Y | N | Y | NI-DMM | 15.0 | 32 | 2015 | Runtime | NI | NI-DMM 15.0 | NI Developer Suite 2015 DS2 Install | N | N | N | N | N
Y | Y | Y | N | Y | NI-DMM Soft Front Panel | 15.0 | 32 | 2015 | Development | NI | NI-DMM Soft Front Panel 15.0 | NI Developer Suite 2015 DS2 Install | N | N | N | N | N
Y | Y | Y | N | Y | NI-FGEN | 15.0 | 32 | 2015 | Development | NI | NI-FGEN 15.0 | NI Developer Suite 2015 DS2 Install | N | N | N | N | N
Y | Y | Y | N | Y | NI-FGEN Configuration Support | 15.0 | 32 | 2015 | Development | NI | NI-FGEN Configuration Support 15.0 | NI Developer Suite 2015 DS2 Install | N | N | N | N | N
Y | Y | Y | N | Y | NI-FGEN Development Support | 15.0 | 32 | 2015 | Development | NI | NI-FGEN Development Support 15.0 | NI Developer Suite 2015 DS2 Install | N | N | N | N | N
Y | Y | Y | N | Y | NI-FGEN | 15.0 | 32 | 2015 | Runtime | NI | NI-FGEN 15.0 | NI Developer Suite 2015 DS2 Install | N | N | N | N | N
Y | Y | Y | N | Y | NI-FGEN Soft Front Panel | 15.0 | 32 | 2015 | Development | NI | NI-FGEN Soft Front Panel 15.0 | NI Developer Suite 2015 DS2 Install | N | N | N | N | N
N | Y | Y | N | Y | NI-HSDIO | 0 | 32 | 2015 | Development | NI | NI-HSDIO | NI Developer Suite 2015 DS2 Install | N | N | N | N | N
N | Y | Y | N | Y | NI-HSDIO Configuration Support | 15.0 | 32 | 2015 | Development | NI | NI-HSDIO Configuration Support 15.0 | NI Developer Suite 2015 DS2 Install | N | N | N | N | N
N | Y | Y | N | Y | NI-HSDIO Development Support | 15.0 | 32 | 2015 | Development | NI | NI-HSDIO Development Support 15.0 | NI Developer Suite 2015 DS2 Install | N | N | N | N | N
N | Y | Y | N | Y | NI-HSDIO | 15.0 | 32 | 2015 | Runtime | NI | NI-HSDIO 15.0 | NI Developer Suite 2015 DS2 Install | N | N | N | N | N
N | Y | Y | N | Y | NI-HWS | 15.0.0 | 32 | 2015 | Development | NI | NI-HWS 15.0.0 | NI Developer Suite 2015 DS2 Install | N | N | N | N | N
N | Y | Y | N | Y | NI-Industrial Communications for EtherCAT | 15.0.0f3 | 32 | 2015 | Development | NI | NI-Industrial Communications for EtherCAT 15.0.0f3 | NI-Industrial Communications for EtherCAT on "Y' Drive | N | N | Y | N | N
N | N | N | Y | N | NI-Industrial Communications for EtherCAT | 15.0 | 32 | 2015 | Development | NI | NI-Industrial Communications for EtherCAT 15.0 | NI-Industrial Communications for EtherCAT on "Y' Drive | N | N | N | Y | N
N | N | N | Y | N | NI-IMAQ | 19.5.0 | 32 | 2019 | Development | NI | NI-IMAQ 19.5.0 | 0 | N | N | N | Y | N
N | N | N | Y | N | NI-IMAQ Development Support | 18.5.0 | 32 | 2018 | Development | NI | NI-IMAQ Development Support 18.5.0 | 0 | N | N | N | Y | N
N | N | N | Y | N | NI-IMAQ | 19.5.0 | 32 | 2019 | Runtime | NI | NI-IMAQ 19.5.0 | 0 | N | N | N | Y | N
N | N | N | Y | N | NI-IMAQ I/O | 18.5.0 | 32 | 2018 | Development | NI | NI-IMAQ I/O 18.5.0 | 0 | N | N | N | Y | N
N | N | N | Y | N | NI-IMAQ I/O Development Support | 18.5.0 | 32 | 2018 | Development | NI | NI-IMAQ I/O Development Support 18.5.0 | 0 | N | N | N | Y | N
N | N | N | Y | N | NI-IMAQ I/O | 18.5.0 | 32 | 2018 | Runtime | NI | NI-IMAQ I/O 18.5.0 | 0 | N | N | N | Y | N
N | N | N | Y | N | NI-IMAQdx | 18.5.0 | 32 | 2018 | Development | NI | NI-IMAQdx 18.5.0 | 0 | N | N | N | Y | N
N | N | N | Y | N | NI-IMAQdx Development Support | 18.5.0 | 32 | 2018 | Development | NI | NI-IMAQdx Development Support 18.5.0 | 0 | N | N | N | Y | N
N | N | N | Y | N | NI-IMAQdx | 18.5.0 | 32 | 2018 | Runtime | NI | NI-IMAQdx 18.5.0 | 0 | N | N | N | Y | N
Y | N | N | N | N | NI-PAL Software | 19.0.0 | 32 | 2019 | Development | NI | NI-PAL Software 19.0.0 | 0 | Y | N | N | N | N
N | N | N | N | Y | NI-PAL Software | 15.1.0 | 32 | 2015 | Development | NI | NI-PAL Software 15.1.0 | NI Update Services | N | N | N | N | Y
N | Y | Y | Y | N | NI-PAL | 19.0.0 | 32 | 2019 | Development | NI | NI-PAL 19.0.0 | 0 | N | N | Y | N | N
Y | Y | Y | N | Y | NI-RIO | 15.0.0 | 32 | 2015 | Development | NI | NI-RIO 15.0.0 | NI Developer Suite 2015 DS2 Install | N | N | N | N | N
N | N | N | Y | N | NI-RIO | 15.5 | 32 | 2015 | C-RIO | NI | NI-RIO 15.5 | 0 | N | N | N | Y | N
N | N | N | Y | N | NI-RIO IO Scan | 15.5 | 32 | 2015 | C-RIO | NI | NI-RIO IO Scan 15.5 | 0 | N | N | N | Y | N
N | N | N | Y | N | NI-RIO | 18.5.0 | 32 | 2018 | Development | NI | NI-RIO 18.5.0 | 0 | N | N | N | Y | N
Y | Y | Y | N | Y | NI-SCOPE | 15.0 | 32 | 2015 | Development | NI | NI-SCOPE 15.0 | NI Developer Suite 2015 DS2 Install | N | N | N | N | N
Y | Y | Y | N | Y | NI-SCOPE Configuration Support | 15.0 | 32 | 2015 | Development | NI | NI-SCOPE Configuration Support 15.0 | NI Developer Suite 2015 DS2 Install | N | N | N | N | N
Y | Y | Y | N | Y | NI-SCOPE Development Support | 15.0 | 32 | 2015 | Development | NI | NI-SCOPE Development Support 15.0 | NI Developer Suite 2015 DS2 Install | N | N | N | N | N
Y | Y | Y | N | Y | NI-SCOPE | 15.0 | 32 | 2015 | Runtime | NI | NI-SCOPE 15.0 | NI Developer Suite 2015 DS2 Install | N | N | N | N | N
Y | Y | Y | N | Y | NI-SCOPE Soft Front Panel | 15.0 | 32 | 2015 | Development | NI | NI-SCOPE Soft Front Panel 15.0 | NI Developer Suite 2015 DS2 Install | N | N | N | N | N
Y | Y | Y | N | Y | NI-Serial | 15.0.0f0 | 32 | 2015 | Runtime | NI | NI-Serial 15.0.0f0 | NI Developer Suite 2015 DS2 Install | N | N | N | N | N
N | N | N | N | Y | NI-Serial Configuration | 15.0.0f0 | 32 | 2015 | Development | NI | NI-Serial Configuration 15.0.0f0 | NI Developer Suite 2015 DS2 Install | N | N | N | N | Y
Y | Y | Y | N | N | NI-Serial | 18.5.0f0 | 32 | 2018 | Runtime | NI | NI-Serial 18.5.0f0 | 0 | N | N | N | N | N
N | N | N | Y | N | NI-Serial Configuration | 18.5.0f0 | 32 | 2018 | Development | NI | NI-Serial Configuration 18.5.0f0 | 0 | N | N | N | Y | N
Y | Y | Y | N | Y | NI-SWITCH | 15.0 | 32 | 2015 | Development | NI | NI-SWITCH 15.0 | NI Developer Suite 2015 DS2 Install | N | N | N | N | N
Y | Y | Y | N | Y | NI-SWITCH Configuration Support | 15.0 | 32 | 2015 | Development | NI | NI-SWITCH Configuration Support 15.0 | NI Developer Suite 2015 DS2 Install | N | N | N | N | N
Y | Y | Y | N | Y | NI-SWITCH Development Support | 15.0 | 32 | 2015 | Development | NI | NI-SWITCH Development Support 15.0 | NI Developer Suite 2015 DS2 Install | N | N | N | N | N
Y | Y | Y | N | Y | NI-SWITCH Support | 15.0 | 32 | 2015 | Runtime | NI | NI-SWITCH Support 15.0 | NI Developer Suite 2015 DS2 Install | N | N | N | N | N
Y | Y | Y | N | Y | NI-SWITCH Soft Front Panel | 15.0.0 | 32 | 2015 | Development | NI | NI-SWITCH Soft Front Panel 15.0.0 | NI Developer Suite 2015 DS2 Install | N | N | N | N | N
Y | Y | Y | N | Y | NI-Sync | 15.0.0f0 | 32 | 2015 | Development | NI | NI-Sync 15.0.0f0 | NI Developer Suite 2015 DS2 Install | N | N | N | N | N
Y | Y | Y | N | Y | NI-TClk | 15.0 | 32 | 2015 | Development | NI | NI-TClk 15.0 | NI Developer Suite 2015 DS2 Install | N | N | N | N | N
Y | Y | Y | N | Y | NI-TimeSync | 15.0.0f0 | 32 | 2015 | Development | NI | NI-TimeSync 15.0.0f0 | NI Developer Suite 2015 DS2 Install | N | N | N | N | N
Y | Y | N | N | Y | NI-USI | 15.0.1.6118 | 32 | 2015 | Development | NI | NI-USI 15.0.1.6118 | LabVIEW 2015 SP1 | Y | N | N | N | N
N | N | Y | N | N | NI-USI | 17.0.0.6654 | 32 | 2017 | Development | NI | NI-USI 17.0.0.6654 | 0 | N | N | Y | N | N
N | N | N | Y | N | NI-USI | 18.5.5.7372 | 32 | 2018 | Development | NI | NI-USI 18.5.5.7372 | 0 | N | N | N | Y | N
Y | Y | Y | Y | N | NI-VISA | 19.5 | 32 | 2019 | Development | NI | NI-VISA 19.5 | 0 | N | N | N | N | N
Y | Y | Y | Y | N | NI-VISA | 19.5 | 32 | 2019 | Runtime | NI | NI-VISA 19.5 | 0 | N | N | N | N | N
N | N | N | Y | N | NI-Sync | 15.0.1f0 | 32 | 2015 | Runtime | NI | NI-Sync 15.0.1f0 | 0 | N | N | N | Y | N
N | N | N | Y | N | NI-Sync | 15.0.1f0 | 32 | 2015 | Development | NI | NI-Sync 15.0.1f0 | 0 | N | N | N | Y | N
N | Y | Y | N | Y | NiVisaServer.exe | 15.0.0.49152 | 32 | 2015 | Development | NI | NiVisaServer.exe 15.0.0.49152 | NI Developer Suite 2015 DS2 Install | N | N | N | N | N
N | Y | Y | N | Y | NIvisaic.exe | 15.0.0.49152 | 33 | 2015 | Development | NI | NIvisaic.exe 15.0.0.49152 | NI Developer Suite 2015 DS2 Install | N | N | N | N | N
Y | N | N | N | N | NiVisaServer.exe | 15.0.0.49152 | 32 | 2019 | Development | NI | NiVisaServer.exe 15.0.0.49152 | 0 | Y | N | N | N | N
Y | N | N | N | N | NIvisaic.exe | 15.0.0.49152 | 32 | 2019 | Development | NI | NIvisaic.exe 15.0.0.49152 | 0 | Y | N | N | N | N
N | N | N | Y | N | NI-Watchdog | 15.0.0 | 32 | 2015 | C-RIO | NI | NI-Watchdog 15.0.0 | 0 | N | N | N | Y | N
N | N | N | Y | N | NI-XNET Runtime | 18.5.0f1 | 32 | 2018 | Runtime | NI | NI-XNET Runtime 18.5.0f1 | 0 | N | N | N | Y | N
N | N | N | Y | N | NI-XNET | 18.5.0f0 | 32 | 2018 | Development | NI | NI-XNET 18.5.0f0 | 0 | N | N | N | Y | N
N | N | N | Y | N | OpenGDS | 1.1.17 | 32 | N/A | Development | 0 | OpenGDS 1.1.17 | 0 | N | N | N | Y | N
N | N | N | Y | N | Open Source GOOP Development Suite | 1.2.20.84 | 32 | N/A | Development | OpenGDS | Open Source GOOP Development Suite 1.2.20.84 | Unpublished | N | N | N | Y | N
N | N | N | Y | N | OpenG Application Control Library | 4.1.0.7 | 32 | N/A | Development | OpenG.org | OpenG Application Control Library 4.1.0.7 | VIPM Community | N | N | N | Y | N
N | N | N | Y | N | OpenG Array Library | 4.1.1.14 | 32 | N/A | Development | OpenG.org | OpenG Array Library 4.1.1.14 | VIPM Community | N | N | N | Y | N
N | N | N | Y | N | OpenG Boolean Library | 4.0.0.7 | 32 | N/A | Development | OpenG.org | OpenG Boolean Library 4.0.0.7 | VIPM Community | N | N | N | Y | N
N | N | N | Y | N | OpenG Builder | 3.0.1-2 | 32 | N/A | Development | OpenG.org | OpenG Builder 3.0.1-2 | VIPM Community | N | N | N | Y | N
N | N | N | Y | N | OpenG Buttons Library | 4.0.0.7 | 32 | N/A | Development | OpenG.org | OpenG Buttons Library 4.0.0.7 | VIPM Community | N | N | N | Y | N
N | N | N | Y | N | OpenG Compare VI To Disk Tool | 4.0.0.9 | 32 | N/A | Development | OpenG.org | OpenG Compare VI To Disk Tool 4.0.0.9 | VIPM Community | N | N | N | Y | N
N | N | N | Y | N | OpenG Comparison Library | 4.0.0.3 | 32 | N/A | Development | OpenG.org | OpenG Comparison Library 4.0.0.3 | VIPM Community | N | N | N | Y | N
N | N | N | Y | N | OpenG Dictionary Library | 4.0.0.4 | 32 | N/A | Development | OpenG.org | OpenG Dictionary Library 4.0.0.4 | VIPM Community | N | N | N | Y | N
N | N | N | Y | N | OpenG Error Library | 4.2.0.23 | 32 | N/A | Development | OpenG.org | OpenG Error Library 4.2.0.23 | VIPM Community | N | N | N | Y | N
N | N | N | Y | N | OpenG File Library | 4.0.1.22 | 32 | N/A | Development | OpenG.org | OpenG File Library 4.0.1.22 | VIPM Community | N | N | N | Y | N
N | N | N | Y | N | OpenG LabPython Library | 4.0.0.4 | 32 | N/A | Development | OpenG_org | OpenG LabPython Library 4.0.0.4 | VIPM Community | N | N | N | Y | N
N | N | N | Y | N | OpenG LabVIEW Data Library | 4.2.0.21 | 32 | N/A | Development | LAVA | OpenG LabVIEW Data Library 4.2.0.21 | VIPM Community | N | N | N | Y | N
N | N | N | Y | N | OpenG LabVIEW ZIP Library | 4.0.0-2 | 32 | N/A | Development | OpenG.org | OpenG LabVIEW ZIP Library 4.0.0-2 | VIPM Community | N | N | N | Y | N
N | N | N | Y | N | OpenG Large File Library | 4.0.0.3 | 32 | N/A | Development | OpenG.org | OpenG Large File Library 4.0.0.3 | VIPM Community | N | N | N | Y | N
N | N | N | Y | N | OpenG Locate File In Project Tool | 4.0.0.7 | 32 | N/A | Development | OpenG.org | OpenG Locate File In Project Tool 4.0.0.7 | VIPM Community | N | N | N | Y | N
N | N | N | Y | N | OpenG MD5 Digest Library | 4.1.1.10 | 32 | N/A | Development | OpenG.org | OpenG MD5 Digest Library 4.1.1.10 | VIPM Community | N | N | N | Y | N
N | N | N | Y | N | OpenG Message Queue Library | 4.0.0.15 | 32 | N/A | Development | OpenG.org | OpenG Message Queue Library 4.0.0.15 | VIPM Community | N | N | N | Y | N
N | N | N | Y | N | OpenG Numeric Library | 4.1.0.8 | 32 | N/A | Development | OpenG.org | OpenG Numeric Library 4.1.0.8 | VIPM Community | N | N | N | Y | N
N | N | N | Y | N | OpenG Picture Library | 4.0.0.13 | 32 | N/A | Development | OpenG.org | OpenG Picture Library 4.0.0.13 | VIPM Community | N | N | N | Y | N
N | N | N | Y | N | OpenG Port IO | 4.0.0-2 | 32 | N/A | Development | OpenG.org | OpenG Port IO 4.0.0-2 | VIPM Community | N | N | N | Y | N
N | N | N | Y | N | OpenG Rename Folder of VIs Tool | 4.0.0.15 | 32 | N/A | Development | OpenG.org | OpenG Rename Folder of VIs Tool 4.0.0.15 | VIPM Community | N | N | N | Y | N
N | N | N | Y | N | OpenG String Library | 4.1.0.12 | 32 | N/A | Development | OpenG.org | OpenG String Library 4.1.0.12 | VIPM Community | N | N | N | Y | N
N | N | N | Y | N | OpenG Time Library | 4.0.1.3 | 32 | N/A | Development | NI | OpenG Time Library 4.0.1.3 | VIPM Community | N | N | N | Y | N
N | N | N | Y | N | OpenG Toolkit | 4.0.1.9 | 32 | N/A | Development | OpenG.org | OpenG Toolkit 4.0.1.9 | VIPM Community | N | N | N | Y | N
N | N | N | N | Y | PID Toolkit | 2.1.0 | 32 | 2015 | Development | NI | PID Toolkit 2.1.0 | NI Developer Suite 2015 DS2 Install | N | N | N | N | Y
N | N | N | N | Y | Real-Time | 15.0.0 | 32 | 2015 | Development | NI | Real-Time 15.0.0 | NI Developer Suite 2015 DS2 Install | N | N | N | N | Y
N | N | N | N | Y | CVI AddOns | 0 | 32 | 2015 | Development | NI | CVI AddOns | NI Developer Suite 2015 DS2 Install | N | N | N | N | Y
N | N | N | N | Y | PID Toolkit | 2.1.0 | 32 | 2015 | Development | NI | PID Toolkit 2.1.0 | NI Developer Suite 2015 DS2 Install | N | N | N | N | Y
N | N | N | N | Y | Real-Time | 15.0.1 | 32 | 2015 | Development | NI | Real-Time 15.0.1 | NI Update Services | N | N | N | N | Y
Y | Y | Y | N | Y | Report Generation Toolkit For Microsoft Office | 15.0.0 | 32 | 2015 | Development | NI | Report Generation Toolkit For Microsoft Office 15.0.0 | NI Developer Suite 2015 DS2 Install | N | N | N | N | N
Y | Y | Y | Y | Y | Real-Time | 15.0.1 | 32 | 2015 | Development | NI | Real-Time 15.0.1 | NI Update Services | N | N | N | N | N
Y | Y | Y | Y | Y | Real-Time Trace Viewer - LabVIEW 2015 Support | 15.0.1 | 32 | 2015 | Development | NI | Real-Time Trace Viewer - LabVIEW 2015 Support 15.0.1 | NI Update Services | N | N | N | N | N
N | N | N | Y | N | Run-Time Enginer for Web Services | 15.0.0 | 32 | 2015 | C-RIO | NI | Run-Time Enginer for Web Services 15.0.0 | 0 | N | N | N | Y | N
N | N | N | N | Y | Signal Processing Toolkit | 7.0.2 | 32 | 2015 | Development | NI | Signal Processing Toolkit 7.0.2 | NI Developer Suite 2015 DS2 Install | N | N | N | N | Y
N | N | N | N | Y | SQL Toolkit | 2.3.0 | 32 | 2015 | Development | NI | SQL Toolkit 2.3.0 | NI Developer Suite 2015 DS2 Install | N | N | N | N | Y
Y | Y | Y | N | Y | Statechart Module | 15.0.0 | 32 | 2015 | Development | NI | Statechart Module 15.0.0 | NI Developer Suite 2015 DS2 Install | N | N | N | N | N
Y | Y | Y | N | Y | Unit Test Framework Toolkit | 15.0.0 | 32 | 2015 | Development | NI | Unit Test Framework Toolkit 15.0.0 | NI Developer Suite 2015 DS2 Install | N | N | N | N | N
Y | Y | Y | N | Y | VI Analyzer Toolkit | 15.0.0 | 32 | 2015 | Development | NI | VI Analyzer Toolkit 15.0.0 | NI Developer Suite 2015 DS2 Install | N | N | N | N | N
N | N | N | Y | N | SSL Support for LabVIEW | 15.0.0 | 32 | 2015 | C-RIO | NI | SSL Support for LabVIEW 15.0.0 | 0 | N | N | N | Y | N
N | N | N | Y | N | WebDAV Server | 15.0.0 | 32 | 2015 | C-RIO | NI | WebDAV Server 15.0.0 | 0 | N | N | N | Y | N
N | N | N | Y | N | Software Management Web Support | 15.0.0 | 32 | 2015 | C-RIO | NI | Software Management Web Support 15.0.0 | 0 | N | N | N | Y | N
N | N | N | Y | N | Time Configuration Web Support | 15.0.0 | 32 | 2015 | C-RIO | NI | Time Configuration Web Support 15.0.0 | 0 | N | N | N | Y | N
N | N | N | Y | N | Variable Client Support for LabVIEW RT | 15.0.0 | 32 | 2015 | C-RIO | NI | Variable Client Support for LabVIEW RT 15.0.0 | 0 | N | N | N | Y | N
N | N | N | Y | N | Variable Legacy Protocol Support | 5.7.1 | 32 | 2015 | C-RIO | NI | Variable Legacy Protocol Support 5.7.1 | 0 | N | N | N | Y | N
N | N | N | Y | N | Variable Legacy Server Support | 5.7.1 | 32 | 2015 | C-RIO | NI | Variable Legacy Server Support 5.7.1 | 0 | N | N | N | Y | N
N | N | N | Y | N | WebDAV Cleitn with SSL Support | 15.0.0 | 32 | 2015 | C-RIO | NI | WebDAV Cleitn with SSL Support 15.0.0 | 0 | N | N | N | Y | N
N | N | N | Y | N | Structure Error Handler | 2.1.10.1 | 32 | N/A | Development | NI | Structure Error Handler 2.1.10.1 | NI LabVIEW Tools Network | N | N | N | Y | N
N | N | N | Y | N | UI Tools | 1.4.1.74 | 32 | N/A | Development | LAVA | UI Tools 1.4.1.74 | VIPM Community | N | N | N | Y | N
N | N | N | Y | N | Vision Common Resources | 19.5.0 | 32 | 2019 | Development | NI | Vision Common Resources 19.5.0 | 0 | N | N | N | Y | N
N | N | N | Y | N | USB3 Vision Driver | 18.5.0.49152 | 32 | 2018 | Development | NI | USB3 Vision Driver 18.5.0.49152 | 0 | N | N | N | Y | N
N | N | N | Y | N | Vision Development Module | 19.5.0 | 32 | 2019 | Development | NI | Vision Development Module 19.5.0 | 0 | N | N | N | Y | N
N | N | N | Y | N | Vision Development Module Support | 19.5.0 SP1 | 32 | 2019 | Runtime | NI | Vision Development Module Support 19.5.0 SP1 | 0 | N | N | N | Y | N
N | N | N | Y | N | Vision Development Module Development Support | 18.5.0 SP1 | 32 | 2018 | Development | NI | Vision Development Module Development Support 18.5.0 SP1 | 0 | N | N | N | Y | N
N | N | N | Y | N | Vision Assistant | 18.5.0 | 32 | 2018 | Development | NI | Vision Assistant 18.5.0 | 0 | N | N | N | Y | N
N | N | N | Y | N | Vision Assistant | 18.5.0 | 64 | 2018 | Development | NI | Vision Assistant 18.5.0 | 0 | N | N | N | Y | N
N | N | N | Y | N | Vision Development Module | 18.5.0 | 32 | 2018 | Development | NI | Vision Development Module 18.5.0 | 0 | N | N | N | Y | N

## Installs
**Installs shows installs and what versions of software they install.
Name | Version | Bitness | Year | Runtime/Development | Mfg | Full | Installed with
CompactRIO | 15.0.0 | 32 | 2015 | Development | NI | CompactRIO 15.0.0 | NI Developer Suite 2015 DS2 Install
C Series Module Support | 15.0.0 | 32 | 2015 | Development | NI | C Series Module Support 15.0.0 | NI Developer Suite 2015 DS2 Install
NI-DAQmx Device Driver | 15.0.0f2 | 32 | 2015 | Development | NI | NI-DAQmx Device Driver 15.0.0f2 | NI Developer Suite 2015 DS2 Install
NI-DAQmx ADE Support | 15.0.0 | 32 | 2015 | Development | NI | NI-DAQmx ADE Support 15.0.0 | NI Developer Suite 2015 DS2 Install
NI-DAQmx MAX Configuration | 15.0.0 | 32 | 2015 | Development | NI | NI-DAQmx MAX Configuration 15.0.0 | NI Developer Suite 2015 DS2 Install
NI Script Editor | 14 | 32 | 2015 | Development | NI | NI Script Editor 14 | NI Developer Suite 2015 DS2 Install
NI-DMM |  | 32 | 2015 | Development | NI | NI-DMM | NI Developer Suite 2015 DS2 Install
NI-DMM Configuration Support | 15 | 32 | 2015 | Development | NI | NI-DMM | NI Developer Suite 2015 DS2 Install
NI-DMM Development Support | 15 | 32 | 2015 | Development | NI | NI-DMM | NI Developer Suite 2015 DS2 Install
NI-DMM | 15 | 32 | 2015 | Runtime | NI | NI-DMM | NI Developer Suite 2015 DS2 Install
DMM Soft Front Panel | 15.0.0 | 32 | 2015 | Development | NI | NI-FGEN | NI Developer Suite 2015 DS2 Install
NI-FGEN |  | 32 | 2015 | Development | NI | NI-FGEN | NI Developer Suite 2015 DS2 Install
Configuration Support | 15 | 32 | 2015 | Development | NI | NI-FGEN | NI Developer Suite 2015 DS2 Install
Development Support | 15 | 32 | 2015 | Development | NI | NI-FGEN | NI Developer Suite 2015 DS2 Install
NI-FGEN | 15 | 32 | 2015 | Runtime | NI | NI-FGEN | NI Developer Suite 2015 DS2 Install
FGEN Soft Front Panel | 15 | 32 | 2015 | Development | NI | NI-FGEN | NI Developer Suite 2015 DS2 Install
NI-488.2 | 15.0.0 | 32 | 2015 | Runtime | NI | NI-488.2 15.0.0 | NI Developer Suite 2015 DS2 Install
NI-488.2 | 15.0.0 | 32 | 2015 | Development | NI | NI-488.2 15.0.0 | NI Developer Suite 2015 DS2 Install
NI I/O Trace | 15.0.0f0 | 32 | 2015 | Development | NI | NI I/O Trace 15.0.0f0 | NI Developer Suite 2015 DS2 Install
IVI Compliance Package | 15 | 32 | 2015 | Development | NI | IVI Compliance Package 15 | NI Developer Suite 2015 DS2 Install
LabVIEW | 15.0.0 | 32 | 2015 | Development | NI | LabVIEW 15.0.0 | NI Developer Suite 2015 DS2 Install
Advanced Signal Processing Toolkit | 15.0.0 | 32 | 2015 | Development | NI | Advanced Signal Processing Toolkit 15.0.0 | NI Developer Suite 2015 DS2 Install
Database Connectivity Toolkit | 15.0.0 | 32 | 2015 | Development | NI | Database Connectivity Toolkit 15.0.0 | NI Developer Suite 2015 DS2 Install
Digital Filter Design Toolkit | 15.0.0 | 32 | 2015 | Development | NI | Digital Filter Design Toolkit 15.0.0 | NI Developer Suite 2015 DS2 Install
Real-Time | 15.0.0 | 32 | 2015 | Development | NI | Real-Time 15.0.0 | NI Developer Suite 2015 DS2 Install
Real-Time Trace Viewer - LabVIEW 2015 Support | 15.0.0 | 32 | 2015 | Development | NI | Real-Time Trace Viewer - LabVIEW 2015 Support 15.0.0 | NI Developer Suite 2015 DS2 Install
Report Generation Toolkit For Microsoft Office | 15.0.0 | 32 | 2015 | Development | NI | Report Generation Toolkit For Microsoft Office 15.0.0 | NI Developer Suite 2015 DS2 Install
Statechart Module | 15 | 32 | 2015 | Development | NI | Statechart Module 15 | NI Developer Suite 2015 DS2 Install
Unit Test Framework Toolkit | 15.0.0 | 32 | 2015 | Development | NI | Unit Test Framework Toolkit 15.0.0 | NI Developer Suite 2015 DS2 Install
VI Analyzer Toolkit | 15.0.0 | 32 | 2015 | Development | NI | VI Analyzer Toolkit 15.0.0 | NI Developer Suite 2015 DS2 Install
LabVIEW | 15.0.0 | 64 | 2015 | Development | NI | LabVIEW 15.0.0 | NI Developer Suite 2015 DS2 Install
LabVIEW | 12.0.1 | 32 | 2012 SP1 f9 | Runtime | NI | LabVIEW 12.0.1 | NI Developer Suite 2015 DS2 Install
LabVIEW | 12.0.1 | 64 | 2015 SP1 f9 | Runtime | NI | LabVIEW 12.0.1 | NI Developer Suite 2015 DS2 Install
Measurement & Automation Explorer | 15.0.0f0 | 32 | 2015 | Development | NI | Measurement & Automation Explorer 15.0.0f0 | NI Developer Suite 2015 DS2 Install
Measurement Studio | Visual Studio 2010 Support - See individual versions below. | 32 | 2015 | Development | NI | Measurement Studio Visual Studio 2010 Support - See individual versions below. | NI Developer Suite 2015 DS2 Install
Measurement Studio DotNET |  | 32 | 2015 | Development | NI | Measurement Studio DotNET | NI Developer Suite 2015 DS2 Install
Measurement Studio Common | 15.0.40.49154 | 32 | 2015 | Development | NI | Measurement Studio DotNET | NI Developer Suite 2015 DS2 Install
Measurement Studio Common | 15.0.40.49154 | 64 | 2015 | Development | NI | Measurement Studio DotNET | NI Developer Suite 2015 DS2 Install
NI-USI | 15.0.0.5998 | 32 | 2015 | Development | NI | NI-USI 15.0.0.5998 | NI Developer Suite 2015 DS2 Install
NI-DCPower |  | 32 | 2015 | Development | NI | NI-DCPower | NI Developer Suite 2015 DS2 Install
Configuration Support | 15 | 32 | 2015 | Development | NI | NI-DCPower | NI Developer Suite 2015 DS2 Install
Development Support | 15 | 32 | 2015 | Development | NI | NI-DCPower | NI Developer Suite 2015 DS2 Install
NI-DCPower | 15 | 32 | 2015 | Runtime | NI | NI-DCPower | NI Developer Suite 2015 DS2 Install
NI-DCPower Soft Front Panel | 15 | 32 | 2015 | Development | NI | NI-DCPower | NI Developer Suite 2015 DS2 Install
NI-HSDIO |  | 32 | 2015 | Development | NI | NI-HSDIO | NI Developer Suite 2015 DS2 Install
Configuration Support | 15 | 32 | 2015 | Development | NI | NI-HSDIO | NI Developer Suite 2015 DS2 Install
Development Support | 15 | 32 | 2015 | Development | NI | NI-HSDIO | NI Developer Suite 2015 DS2 Install
NI-HSDIO | 15 | 32 | 2015 | Runtime | NI | NI-HSDIO | NI Developer Suite 2015 DS2 Install
NI-HWS | 15.0.0 | 32 | 2015 | Development | NI | NI-HWS 15.0.0 | NI Developer Suite 2015 DS2 Install
NI PXI Platform Services Configuration | 15.0.0f1 | 32 | 2015 | Development | NI | NI PXI Platform Services Configuration 15.0.0f1 | NI Developer Suite 2015 DS2 Install
NI PXI Platform Services | 15.0.0f1 | 32 | 2015 | Runtime | NI | NI PXI Platform Services 15.0.0f1 | NI Developer Suite 2015 DS2 Install
NI-RIO | 15.0.0 | 32 | 2015 | Development | NI | NI-RIO 15.0.0 | NI Developer Suite 2015 DS2 Install
NI R Series Multifunction RIO | 15.0.0 | 32 | 2015 | Development | NI | NI R Series Multifunction RIO 15.0.0 | NI Developer Suite 2015 DS2 Install
NI-Sync | 15.0.0f0 | 32 | 2015 | Development | NI | NI-Sync 15.0.0f0 | NI Developer Suite 2015 DS2 Install
NI-TimeSync | 15.0.0f0 | 32 | 2015 | Development | NI | NI-TimeSync 15.0.0f0 | NI Developer Suite 2015 DS2 Install
FlexRIO | 15.0.0f0 | 32 | 2015 | Development | NI | FlexRIO 15.0.0f0 | NI Developer Suite 2015 DS2 Install
NI-PAL Software | 15.0.0 | 32 | 2015 | Development | NI | NI-PAL Software 15.0.0 | NI Developer Suite 2015 DS2 Install
NI 1588-2008 Network Management | 15.0.0f0 | 32 | 2015 | Development | NI | NI 1588-2008 Network Management 15.0.0f0 | NI Developer Suite 2015 DS2 Install
NI-SCOPE |  | 32 | 2015 | Development | NI | NI-SCOPE | NI Developer Suite 2015 DS2 Install
Configuration Support | 15 | 32 | 2015 | Development | NI | NI-SCOPE | NI Developer Suite 2015 DS2 Install
Development Support | 15 | 32 | 2015 | Development | NI | NI-SCOPE | NI Developer Suite 2015 DS2 Install
NI-SCOPE | 15 | 32 | 2015 | Runtime | NI | NI-SCOPE | NI Developer Suite 2015 DS2 Install
SCOPE Soft Front Panel | 15 | 32 | 2015 | Development | NI | NI-SCOPE | NI Developer Suite 2015 DS2 Install
NI-Serial | 15.0.0f0 | 32 | 2015 | Runtime | NI | NI-Serial 15.0.0f0 | NI Developer Suite 2015 DS2 Install
NI-Serial Configuration | 15.0.0f0 | 32 | 2015 | Development | NI | NI-Serial Configuration 15.0.0f0 | NI Developer Suite 2015 DS2 Install
NI SignalExpress | 15 | 32 | 2015 | Development | NI | NI SignalExpress 15 | NI Developer Suite 2015 DS2 Install
NI-SWITCH | 15 | 32 | 2015 | Development | NI | NI-SWITCH 15 | NI Developer Suite 2015 DS2 Install
Configuration Support | 15 | 32 | 2015 | Development | NI | NI-SWITCH 15 | NI Developer Suite 2015 DS2 Install
Development Support | 15 | 32 | 2015 | Development | NI | NI-SWITCH 15 | NI Developer Suite 2015 DS2 Install
NI-SWITCH | 15 | 32 | 2015 | Runtime | NI | NI-SWITCH 15 | NI Developer Suite 2015 DS2 Install
NI-SWITCH Soft Front Panel | 15.0.0 | 32 | 2015 | Development | NI | NI-SWITCH 15 | NI Developer Suite 2015 DS2 Install
NI System Configuration | 15.0.0f0 | 32 | 2015 | Development | NI | NI System Configuration 15.0.0f0 | NI Developer Suite 2015 DS2 Install
NI-TClk | 15 | 32 | 2015 | Development | NI | NI-TClk 15 | NI Developer Suite 2015 DS2 Install
NI-VISA | 15 | 32 | 2015 | Development | NI | NI-VISA 15 | NI Developer Suite 2015 DS2 Install
NiVisaServer.exe | 15.0.0.49152 | 32 | 2015 | Development | NI | NiVisaServer.exe 15.0.0.49152 | NI Developer Suite 2015 DS2 Install
NIvisaic.exe | 15.0.0.49152 | 32 | 2015 | Development | NI | NIvisaic.exe 15.0.0.49152 | NI Developer Suite 2015 DS2 Install
NI-VISA | 15 | 32 | 2015 | Runtime | NI | NI-VISA 15 | NI Developer Suite 2015 DS2 Install
LabVIEW | 13.0.1 | 32 | 2013 SP1 f6 | Runtime | NI | LabVIEW 13.0.1 | NI Developer Suite 2015 DS2 Install
LabVIEW | 14.0.1 | 32 | 2014 SP1 f1 | Runtime | NI | LabVIEW 14.0.1 | NI Developer Suite 2015 DS2 Install
LabVIEW | 15.0.0 | 32 | 2015 | Runtime | NI | LabVIEW 15.0.0 | NI Developer Suite 2015 DS2 Install
LabVIEW | 14.0.1 | 64 | 2015 SP1 f1 | Runtime | NI | LabVIEW 14.0.1 | NI Developer Suite 2015 DS2 Install
LabVIEW | 15.0.0 | 64 | 2015 | Runtime | NI | LabVIEW 15.0.0 | NI Developer Suite 2015 DS2 Install
CVI | 15.0.0 | 32 | 2015 | Development | NI | CVI 15.0.0 | NI Developer Suite 2015 DS2 Install
CVI AddOns | LabWindows/CVI Shared AddOns | 32 | 2015 | Development | NI | CVI AddOns | NI Developer Suite 2015 DS2 Install
PID Toolkit | 2.1.0 | 32 | 2015 | Development | NI | PID Toolkit 2.1.0 | NI Developer Suite 2015 DS2 Install
Profiler Toolkit | 1.0.0 | 32 | 2015 | Development | NI | Profiler Toolkit 1.0.0 | NI Developer Suite 2015 DS2 Install
Real-Time Trace Viewer - CVI Support | 15.0.0 | 32 | 2015 | Development | NI | Real-Time Trace Viewer - CVI Support 15.0.0 | NI Developer Suite 2015 DS2 Install
Signal Processing Toolkit | 7.0.2 | 32 | 2015 | Development | NI | Signal Processing Toolkit 7.0.2 | NI Developer Suite 2015 DS2 Install
SQL Toolkit | 2.3.0 | 32 | 2015 | Development | NI | SQL Toolkit 2.3.0 | NI Developer Suite 2015 DS2 Install
CVI | 15.0.0.408 | 32 | 2015 | Runtime | NI | CVI 15.0.0.408 | NI Developer Suite 2015 DS2 Install
DataFinder Toolkit | 15.0.06020 | 32 | 2015 | Development | NI | DataFinder Toolkit 15.0.06020 | NI Developer Suite 2015 DS2 Install
MathScript RT Module | 15.0.0 | 32 | 2015 | Development | NI | MathScript RT Module 15.0.0 | NI Developer Suite 2015 DS2 Install
CVI | 13.0.2.278 | 32 | 2015 | Runtime | NI | CVI 13.0.2.278 | LabVIEW 2015 SP1
LabVIEW | 15.0.1 | 32 | 2015 | Development | NI | LabVIEW 15.0.1 | LabVIEW 2015 SP1
Database Connectivity Toolkit | 15.0.0 | 32 | 2015 | Development | NI | Database Connectivity Toolkit 15.0.0 | LabVIEW 2015 SP1
Report Generation Toolkit For Microsoft Office | 15.0.0 | 32 | 2015 | Development | NI | Report Generation Toolkit For Microsoft Office 15.0.0 | LabVIEW 2015 SP1
LabVIEW | 14.0.1 | 32 | 2014 SP1 f3 | Runtime | NI | LabVIEW 14.0.1 | LabVIEW 2015 SP1
Measurement & Automation Explorer | 15.3.0f0 | 32 | 2015 | Development | NI | Measurement & Automation Explorer 15.3.0f0 | LabVIEW 2015 SP1
NI-USI | 15.0.1.6118 | 32 | 2015 | Development | NI | NI-USI 15.0.1.6118 | LabVIEW 2015 SP1
NI System Configuration | 15.3.0f0 | 32 | 2015 | Development | NI | NI System Configuration 15.3.0f0 | LabVIEW 2015 SP1
LabVIEW | 15.0.1 | 32 | 2015 SP1 | Runtime | NI | LabVIEW 15.0.1 | LabVIEW 2015 SP1
CVI | 15.0.0.408 | 32 | 2015 | Runtime | NI | CVI 15.0.0.408 | LabVIEW 2015 SP1
Real-Time | 15.0.1 | 32 | 2015 | Development | NI | Real-Time 15.0.1 | NI Update Services
Real-Time Trace Viewer - LabVIEW 2015 Support | 15.0.1 | 32 | 2015 | Development | NI | Real-Time Trace Viewer - LabVIEW 2015 Support 15.0.1 | NI Update Services
NI-PAL Software | 15.1.0 | 32 | 2015 | Development | NI | NI-PAL Software 15.1.0 | NI Update Services
NI-VISA | 15.5 | 32 | 2015 | Development | NI | NI-VISA 15.5 | NI Update Services
NI-VISA | 15.5 | 32 | 2015 | Runtime | NI | NI-VISA 15.5 | NI Update Services
LabVIEW | 14.0.1 | 32 | 2014 SP1 f11 | Runtime | NI | LabVIEW 2014 SP1 f11 14.0.1 | NI Update Services
LabVIEW | 15.0.1 | 32 | 2015 SP1 F10 | Runtime | NI | LabVIEW 2015 SP1 F10 15.0.1 | NI Update Services
LabVIEW | 14.0.1 | 64 | 2014 SP1 f11 | Runtime | NI | LabVIEW 2014 SP1 f11 14.0.1 | NI Update Services
LabVIEW | 15.0.0 | 64 | 2015 f2 | Runtime | NI | LabVIEW 2015 f2 15.0.0 | NI Update Services
NI-Industrial Communications for EtherCAT | 15.0.0f3 | 64 | 2015 | Development | NI | NI-Industrial Communications for EtherCAT 2015 15.0.0f3 | NI-Industrial Communications for EtherCAT on "Y' Drive